## Statewide Measure List 2018 (hidden)
Measures in IOU Workpapers, DEER (READI v.2.1.0), and the CMUA Technical Reference Manual
Last updated April 2015
Measure Count | 111
Measure Name | Measure Category | WP | DEER | TRM
Evaporative Coolers | HVAC | x | x | x | Overlap
Furnace | HVAC | x | x | x | Overlap
Split and Packaged Air Conditioners and HP | HVAC | x | x | x | Overlap
Whole House Fan | HVAC | x | x | x | Overlap
Duct sealing | HVAC |  | x | x | Overlap
Room Air Conditioner | HVAC | x |  | x | IOU Non-DEER
Retrofit MR16, PAR20, PAR30, and PAR38 Fixtures with LED Lamps | Lighting | x |  | x | IOU Non-DEER
Vending Machine Controller | Miscellaneous | x |  | x | IOU Non-DEER
Residential Variable Speed Swimming Pool Pump | Pools | x |  | x | IOU Non-DEER
Ceiling fan | HVAC |  |  | x | POU TRM
Exterior LED Downlights | Lighting |  |  | x | POU TRM
LED Fuel Pump Canopy | Lighting |  |  | x | POU TRM
LED Outdoor Pole Decorative Fixture | Lighting |  |  | x | POU TRM
LED Parking garage | Lighting |  |  | x | POU TRM
LED Parking lot fixture | Lighting |  |  | x | POU TRM
LED Wallpack | Lighting |  |  | x | POU TRM
Energy Star UPS | Process |  |  | x | POU TRM
Fenestration | Building Envelope | x | x |  | Overlap
air cooled chiller | HVAC | x | x |  | Overlap
Economizer | HVAC | x | x |  | Overlap
Economizer Repair | HVAC | x | x |  | Overlap
Heat Recovery | HVAC | x | x |  | Overlap
HVAC Fan EE Motors | HVAC | x | x |  | Overlap
HVAC Fan Motor VFD | HVAC | x | x |  | Overlap
Packaged Terminal Heat Pumps | HVAC | x | x |  | Overlap
Programmable Thermostat | HVAC | x | x |  | Overlap
Steam Boiler | HVAC | x | x |  | Overlap
water cooled chiller | HVAC | x | x |  | Overlap
Water source heat pump | HVAC | x | x |  | Overlap
Ceramic Metal Halide (CMH) | Lighting | x | x |  | Overlap
Exterior CFL Lamps and Fixtures | Lighting | x | x |  | Overlap
Exterior Induction Lighting | Lighting | x | x |  | Overlap
Interior CFL Lamps and Fixtures | Lighting | x | x |  | Overlap
Interior Induction Lighting | Lighting | x | x |  | Overlap
Occupancy Sensor | Lighting | x | x |  | Overlap
Ceiling Insulation | Building Envelope |  | x |  | DEER
Cool Roof | Building Envelope |  | x |  | DEER
Floor Insulation | Building Envelope |  | x |  | DEER
Heat Curtain | Building Envelope |  | x |  | DEER
Wall insulation | Building Envelope |  | x |  | DEER
Central Plan VFD | HVAC |  | x |  | DEER
Central Plant Motors | HVAC |  | x |  | DEER
Chilled and Hot water loop reset | HVAC |  | x |  | DEER
Cooling Tower Fan Motors and Controls | HVAC |  | x |  | DEER
Damper controlled VAV | HVAC |  | x |  | DEER
Duct Insulation | HVAC |  | x |  | DEER
Supply Fan Time Clock | HVAC |  | x |  | DEER
LED Exit Sign | Lighting |  | x |  | DEER
Lighting Timeclock | Lighting |  | x |  | DEER
Weatherization | Building Envelope | x |  |  | IOU Non-DEER
Air Filter Alarm | HVAC | x |  |  | IOU Non-DEER
Air Filter Replacement | HVAC | x |  |  | IOU Non-DEER
Central Plant VFD | HVAC | x |  |  | IOU Non-DEER
Classroom HVAC Occupancy Sensor | HVAC | x |  |  | IOU Non-DEER
Commercial Condenser/Evaporator Coil Cleaning | HVAC | x |  |  | IOU Non-DEER
Commercial HVAC Fan cogged V-belt | HVAC | x |  |  | IOU Non-DEER
Commercial HVAC Fan Controls | HVAC | x |  |  | IOU Non-DEER
Commercial HVAC QM | HVAC | x |  |  | IOU Non-DEER
Dedicated Outdoor Air System | HVAC | x |  |  | IOU Non-DEER
Demand Control Ventilation | HVAC | x |  |  | IOU Non-DEER
Evaporative Condensers | HVAC | x |  |  | IOU Non-DEER
Gravity Wall Heater | HVAC | x |  |  | IOU Non-DEER
Heat Pump Electric Resistance Heaters | HVAC | x |  |  | IOU Non-DEER
High Performance Evaporatively Pre-Cooled Condenser | HVAC | x |  |  | IOU Non-DEER
Packaged HVAC Enhanced Ventilation | HVAC | x |  |  | IOU Non-DEER
Parking Structure Exhaust Fan Controls | HVAC | x |  |  | IOU Non-DEER
PTAC Controls | HVAC | x |  |  | IOU Non-DEER
Res HVAC QI | HVAC | x |  |  | IOU Non-DEER
Res HVAC QM | HVAC | x |  |  | IOU Non-DEER
Res HVAC to code | HVAC | x |  |  | IOU Non-DEER
Residential Condenser/Evaporator Coil Cleaning | HVAC | x |  |  | IOU Non-DEER
Residential HVAC Fan Controls | HVAC | x |  |  | IOU Non-DEER
Smart Thermostat | HVAC | x |  |  | IOU Non-DEER
Cold Cathode Lighting | Lighting | x |  |  | IOU Non-DEER
Dimming Ballast | Lighting | x |  |  | IOU Non-DEER
Display Case LEDs | Lighting | x |  |  | IOU Non-DEER
Exterior LED | Lighting | x |  |  | IOU Non-DEER
Fluorescent De-Lamping | Lighting | x |  |  | IOU Non-DEER
Interior Bi-Level Stairwell Lighting | Lighting | x |  |  | IOU Non-DEER
LED Channel Signs | Lighting | x |  |  | IOU Non-DEER
LED Exterior Landscape Lighting Fixture | Lighting | x |  |  | IOU Non-DEER
LED GU-24 Lamps | Lighting | x |  |  | IOU Non-DEER
LED High and Low Bay Fixtures | Lighting | x |  |  | IOU Non-DEER
LED Lamp Style Retrofit Kits | Lighting | x |  |  | IOU Non-DEER
LED Menu Boards | Lighting | x |  |  | IOU Non-DEER
LED Night Light | Lighting | x |  |  | IOU Non-DEER
LED Open Signs | Lighting | x |  |  | IOU Non-DEER
LED Pool and Spa Lighting | Lighting | x |  |  | IOU Non-DEER
LED Recessed Suspended or Surface Mounted Panels | Lighting | x |  |  | IOU Non-DEER
LED Street Lighting | Lighting | x |  |  | IOU Non-DEER
LED Troffer and Panel retrofits | Lighting | x |  |  | IOU Non-DEER
LED Vanity and Sconce Fixtures | Lighting | x |  |  | IOU Non-DEER
Outdoor Pathway LED | Lighting | x |  |  | IOU Non-DEER
Refrigerated Case Door Aisle Traffic Sensor | Lighting | x |  |  | IOU Non-DEER
High Density Dedicated Holding Bin Unit | Miscellaneous | x |  |  | IOU Non-DEER
DC Circulation Pool Pump | Pools | x |  |  | IOU Non-DEER
Residential Variable Speed Spa and Wading Pool Pump | Pools | x |  |  | IOU Non-DEER
Robotic Pool Cleaners for Residential Pools | Pools | x |  |  | IOU Non-DEER
Spa/Pool Heater | Pools | x |  |  | IOU Non-DEER
Variable speed Pool Motors | Pools | x |  |  | IOU Non-DEER
Air Compressor Retrofit with VFD | Process | x |  |  | IOU Non-DEER
Air Compressor VFD Retrofit | Process | x |  |  | IOU Non-DEER
Boiler Cleaning | Process | x |  |  | IOU Non-DEER
Circulating Block Heater | Process | x |  |  | IOU Non-DEER
Cycling Air Dryers for Compressed Air Systems | Process | x |  |  | IOU Non-DEER
Electronic Zero Air Loss Condensate Drains for Compressed Air Systems | Process | x |  |  | IOU Non-DEER
Industrial Blower | Process | x |  |  | IOU Non-DEER
Process Fan VSD | Process | x |  |  | IOU Non-DEER
Steam Trap | Process | x |  |  | IOU Non-DEER
Tank Insulation | Process | x |  |  | IOU Non-DEER
Zero Air Loss Condensate Drains | Process | x |  |  | IOU Non-DEER

## PG&E sunset list (hidden)
WPNumber | MeasureCode | MeasAppType | MeasureDescription | DelivType | ExpiryDate | Notes
PGE3PREF118 | R109 | ROB | Replace multiplex air-cooled condenser with evaporative condenser | PreRebDown | 2017-04-01 | 100% confidence
PGE3PREF118 | RF003 | ER | Replace multiplex air-cooled condenser with evaporative condenser | PreRebDown | 2017-04-01 | 100% confidence
PGE3PREF120 | R115 | REA | Multiplex system, air-cooled condenser, control SCT to ambient + 12F TD, 70F min, backflood setpoint of 68F | PreRebDown | 2017-04-01 | 100% confidence
PGE3PREF120 | R116 | REA | Multiplex system, air-cooled condenser, control SCT to ambient + 12F TD, 70F min, backflood setpoint of 68F, var-speed fan control | PreRebDown | 2017-04-01 | 100% confidence
PGE3PREF120 | R122 | REA | Multiplex system, evap-cooled condenser, control SCT to wetbulb + 17F TD, 70F min, backflood setpoint of 68F | PreRebDown | 2017-04-01 | 100% confidence
PGE3PREF120 | R123 | REA | Multiplex system, evap-cooled condenser, control SCT to wetbulb + 17F TD, 70F min, backflood setpoint of 68F, var-speed fan control | PreRebDown | 2017-04-01 | 100% confidence
PGE3PREF121 | R119 | REA | Floating SST control on suction groups | PreRebDown | 2017-04-01 | 100% confidence
PGECOAGR119 | IR008 | NC | Variable Frequency Drive on Agricultural Booster Pumps (<=150hp) | PreRebDown | 2017-04-01 | 90% confidence, MAT will be added to IR007
PGECOAGR119 | IR008 | NC | Variable Frequency Drive on Agricultural Booster Pumps (<=150hp) | DirInstall | 2017-04-01 | 90% confidence, MAT will be added to IR007
PGECOAGR119 | IR009 | NC | Variable Frequency Drive on Agricultural Well Pumps (<=300hp) | PreRebDown | 2017-04-01 | 90% confidence, MAT will be added to IR006
PGECOAGR119 | IR009 | NC | Variable Frequency Drive on Agricultural Well Pumps (<=300hp) | DirInstall | 2017-04-01 | 90% confidence, MAT will be added to IR006
PGECOFST125 | FS001 | ROBNC | Low-Flow Pre-Rinse Spray Valves, = 1.15 gpm Flow Rate | DirInstall | 2017-04-01 | 25% confidence
PGECOFST125 | FS001 | ROBNC | Low-Flow Pre-Rinse Spray Valves, = 1.15 gpm Flow Rate | PreRebDown | 2017-04-01 | 25% confidence
PGECODHW114 | H244 | ROB | SFEW Multi Family Space Heating Boiler | DirInstall | 2017-04-01 | 100% confidence, Remove duplicate and use H720
PGECODHW114 | H247 | ROB | SFEW Multi Family Space Heating Boiler | DirInstall | 2017-04-01 | 100% confidence, Remove duplicate and use H719
PGECOFST126 | FS004 | ROBNC | Tier 1- Energy Star Minimum Speciation for Energy Efficient High Temperature Door-Type Commercial Dishwashers with water usage <=0.89 gal/rack and idle energy rate <= 0.7 kW | PreRebDown | 2017-04-01 | 25% confidence
PGECOFST126 | FS004 | ROBNC | Tier 1- Energy Star Minimum Speciation for Energy Efficient High Temperature Door-Type Commercial Dishwashers with water usage <=0.89 gal/rack and idle energy rate <= 0.7 kW | DirInstall | 2017-04-01 | 25% confidence
PGECOFST126 | FS006 | ROBNC | Tier 1 - Energy Star Minimum Speciation for Energy Efficient Low Temperature Door-Type Commercial Dishwashers with water usage < = 1.18 gal/rack (low temperate unit) and idle energy rate <= 0.60 kW | PreRebDown | 2017-04-01 | 25% confidence
PGECOFST126 | FS006 | ROBNC | Tier 1 - Energy Star Minimum Speciation for Energy Efficient Low Temperature Door-Type Commercial Dishwashers with water usage < = 1.18 gal/rack (low temperate unit) and idle energy rate <= 0.60 kW | DirInstall | 2017-04-01 | 25% confidence
PGECOFST126 | FS007 | ROBNC | Tier 2 - 15% below Energy Star Energy Efficient Low Temperature Door-Type Commercial Dishwashers with water usage <= 1.00 gal/rack (low temperate unit) and idle energy rate <= 0.60 kW | DirInstall | 2017-04-01 | 75% confidence
PGECOFST126 | FS007 | ROBNC | Tier 2 - 15% below Energy Star Energy Efficient Low Temperature Door-Type Commercial Dishwashers with water usage <= 1.00 gal/rack (low temperate unit) and idle energy rate <= 0.60 kW | PreRebDown | 2017-04-01 | 75% confidence

## All Workpapers (hidden)
Collaboration Details | [6 empty] | Workpaper Description & Code | [10 empty] | Status
IOU Collaboration | IOU Lead | SCE | PG&E | SDG&E | SCG | Non-IOU | SCE WP# | 2017 | PG&E WP# | 2017 | SDG&E WP# | SCG WP# | WP Name | DEER Match | WORKPAPER MEASURE | DEER MEASURE | Technology Category | Current Status
Yes | SCG |  | Participant |  | Lead |  |  | no match | PGECOFST126 | no match |  | TBD | Commercial Dishwashers |  | Commercial Dishwashers |  | Food Service | New workpaper
No | SCG |  |  |  | Lead |  |  | no match | PGECODHW103 | no match | WPSDGENRWH1205 | WPSCGNRWH120206A | Storage Water Heater (Non-Res) | match | Commercial Storage Water Heater | Commercial Storage Water Heater | Water Heating | Existing workpaper
Yes | SCG |  | Participant |  | Lead |  |  | no match | TBD | no match | WPSDGENRWH1206 | WPSCGNRWH120206B | Tankless Water Heater (Non-Res) | match | Commercial Tankless Water Heater | Commercial Tankless Water Heater | Water Heating | Existing workpaper
No | SCG |  |  |  | Lead |  |  | no match |  | no match | WPSDGENRWH1204 | WPSCGNRWH150309A Rev 0 | Commercial Pool Cover |  | Commercial Pool Cover |  | Pools | New workpaper
No | SCG |  |  |  | Lead |  |  | no match |  | no match |  | WPSCGREAP120531A Rev 2 | Cold Water Default Clothes Washer | no | clothes washers |  | Appliance or Plug Load | New workpaper
Yes | SCG |  | Participant |  | Lead |  |  | no match | TBD | no match |  | WPSCGREWH120919A | Tankless Single-Family & Multi-Family Applications | match | Residential Tankless Water Heater | Residential Tankless Water Heater | Water Heating | Existing workpaper
Yes | SCG |  | Participant |  | Lead |  |  | no match | TBD | no match |  | WPSCGREWH140122A | Tankless Single-Family Tier II | match |  |  | Water Heating | Existing workpaper
No | SCG |  |  |  | Lead |  |  | no match |  | no match |  |  | Fan Stop Delay HVAC Chip |  | Residential HVAC Fan Controls |  | HVAC | New workpaper
No | SCG |  |  |  | Lead |  |  | no match |  | no match |  |  | Laminar Aerator Device for Health Care |  | Laminar Aerator |  | Water Heating | New workpaper
No | SCG |  |  |  | Lead |  |  | no match |  | no match |  |  | Recirculation Pump Time Clocks | match | Recirculation Pump Time Clock | Recirculation Pump Time Clock | Water Heating | New workpaper
No | SCG |  |  |  | Lead |  |  | no match |  | no match |  |  | SF Pool Heater |  | Spa/Pool Heater |  | Pools | New workpaper
No | SCG |  |  |  | Lead |  |  | no match |  | no match |  |  | SF Spa Heater |  |  |  | Pools | New workpaper
No | SCG |  |  |  | Lead |  |  | no match |  | no match |  |  | Venturi/GEM Steam Trap |  | Steam Trap |  | Process | New workpaper
No | SCG |  |  |  | Lead |  |  | no match |  | no match |  |  | On Demand Pump Control for Campus Housing |  | Demand Pump Controls | Cooling Tower Fan Motors and Controls | Water Heating | New workpaper
Yes | PG&E |  | Lead |  | Participant |  |  | no match | PGECODHW104 | no match |  |  | Residential Gas Storage Water Heater | match |  |  | Water Heating | Existing workpaper
Yes | PG&E | Participant | Lead |  | Participant |  | SCE13AP008 | no match | PGECOAPP129 | no match | TBD |  | Energy Star Clothes Dryers | no | clothes dryers |  | Appliance or Plug Load | New workpaper
Yes | SCE | Lead | Participant |  | Participant |  | SCE13HC052 | no match | PGE3PHVC150 | no match | WPSDGEREHC0024 |  | Efficient Fan Controller for Residential Air Conditioners |  | Commercial HVAC Fan Controls | Supply Fan Time Clock | HVAC | Existing workpaper
No | Independent | Independent | Independent |  |  |  | SCE13PR004 | no match | PGE3PAGR116 | no match |  |  | Agricultural Milk Transfer Pump VSD |  | Agricultural Milk Transfer Pump VSD |  | Agriculture | Existing workpaper
Yes | PG&E | Participant | Lead |  |  |  | SCE13WP003 | no match | PGECOAGR111 | no match | WPSDGENRAG0001 |  | Farm Sprinkler to Micro Irrigation Conversion |  | Farm Sprinkler to Micro Irrigation Conversion |  | Agriculture | Existing workpaper
Yes | PG&E | Participant | Lead |  |  |  | SCE13WP007 | no match | PGECOAGR112 | no match | WPSDGENRAG0002 |  | Low Pressure Sprinkler Nozzles |  | Low Pressure Sprinkler Nozzles |  | Agriculture | Existing workpaper
No | PG&E |  | Lead |  |  |  |  | no match | PGE3PAGR117 | no match |  |  | Agricultural Ventilation Fans |  | Agricultural Ventilation Fans |  | Agriculture | Existing workpaper
No | PG&E |  | Lead |  |  |  |  | no match | PGE3PAGR113 | no match |  |  | Milk Cooling Scroll Compressor |  | Milk Cooling Scroll Compressor |  | Agriculture | Existing workpaper
No | PG&E |  | Lead |  |  |  |  | no match | PGE3PAGR114 | no match |  |  | Milk Pump VFD |  | Milk Pump VFD |  | Agriculture | Existing workpaper
No | PG&E |  | Lead |  |  |  |  | no match | PGE3PAGR115 | no match |  |  | CHR Unit - Electric and Gas |  | CHR Unit - Electric and Gas |  | Agriculture | Existing workpaper
No | PG&E |  | Lead |  |  |  |  | no match | PGE3PAGR118 | no match |  |  | Milk Transfer Pump VSD |  |  |  | Agriculture | Existing workpaper
Yes | SCE | Lead | Participant | Participant |  |  | SCE13PR003 | no match | PGECOAGR120 | no match | WPSDGENRPR0002 |  | Agricultural Pump System Overhaul for Pumps Up To 25 HP |  | Agricultural Pump System Overhaul for Pumps Up To 25 HP |  | Agriculture | Existing workpaper
Yes | PG&E | Participant | Lead |  |  |  | SCE13AP001 | no match | PGECOAPP124 | no match |  |  | Energy Star Refrigerator | match | EE refrigerators | EE refrigerators | Appliance or Plug Load | Existing workpaper
Yes | PG&E | Participant | Lead |  |  |  | SCE13AP003 | no match | PGECOAPP127 | no match |  | WPSCGREAP140211A-Rev00 | Energy Star Clothes Washers | no | Plug Load |  | Appliance or Plug Load | Existing workpaper
Yes | PG&E |  | Lead |  |  |  |  | no match | PGECOAPP128 | no match |  |  | Retail Plug Load | no | Appliance Recycling | Appliance Recycling | Appliance or Plug Load | New workpaper
Yes | SCE | Lead | Participant |  |  |  | SCE13AP007 | no match | PGECOAPP119 | no match |  |  | Recycling of Appliances Preventing Continued Use | match | Smart Power Strips |  | Appliance or Plug Load | Existing workpaper
Yes | SCE | Lead | Participant |  |  |  | SCE13CC001 | no match | PGECOFST123 | no match |  |  | Commercial Reach-In Refrigerators and Freezers | no | Beverage Merchandise Controller | EE freezers | Appliance or Plug Load | Existing workpaper
Yes | SCE | Lead | Participant | Participant |  |  | SCE13CS002 | no match | PGECOALL101 | no match | WPSDGEREHE0003 |  | Smart Power Strips | no | Set Top Boxes | EE dishwashers (res) | Appliance or Plug Load | Existing workpaper
Yes | SCE | Lead | Participant |  |  |  | SCE13CS005 | no match | PGE3PLTG168 | no match |  |  | Beverage Merchandise Controller | no | Audio Equipment |  | Appliance or Plug Load | Existing workpaper
No | SCE | Lead |  |  |  |  | SCE13CS007 | no match |  | no match |  |  | Set Top Boxes | no | Blu-Ray and DVD Players |  | Appliance or Plug Load | New workpaper
No | SCE | Lead |  |  |  |  | SCE13CS008 | no match |  | no match |  |  | Audio Equipment | no | Power Management Software for Networked Computers |  | Appliance or Plug Load | Existing workpaper
No | SCE | Lead |  |  |  |  | SCE13CS009 | no match |  | no match |  |  | Blu-Ray and DVD Players | no | Ozone Laundry |  | Appliance or Plug Load | Existing workpaper
Yes | SCE | Lead | Participant |  |  |  | SCE13OE001 | no match | PGECOCOM105 | no match | WPSDGENROE0001 |  | Power Management Software for Networked Computers | no | EE TVs |  | Appliance or Plug Load | Existing workpaper
Yes | SDG&E | Participant | Participant | Lead |  |  | WPSDGEREHE0004 | no match |  | no match | WPSDGEREHE0004 |  | Tier 2 Advanced Power Strip | no | Industrial CO2 Laundry |  | Appliance or Plug Load | New workpaper
| SDG&E | [6 empty] | no match |  | no match | WPSDGENRWH0021 |  | Ozone Laundry Nonresidential | no |  |  | Appliance or Plug Load | Existing workpaper
| SDG&E | [6 empty] | no match |  | no match | WPSDGEREHE0001 |  | Energy Efficient TV | no |  |  | Appliance or Plug Load | Existing workpaper
[6 empty] | NRDC |  | no match |  | no match |  |  | Clothes Washer Recycling | no |  |  | Appliance or Plug Load | New workpaper
No | SCE | Lead |  |  |  |  | SCE13BS011 | no match |  | no match |  |  | Radiant Barrier | unclear |  | Ceiling Insulation | Building Envelope | New workpaper
No | SCE | Lead |  |  |  |  | SCE13BS012 | no match |  | no match |  |  | Weatherization | no |  | Cool Roof | Building Envelope | New workpaper
Yes | SCE | Lead | Participant |  |  |  | SCE13HC002 | no match | PGECOBLD108 | no match | WPSDGENRBS0001 |  | Reflective Window Film | unclear |  | Floor Insulation | Building Envelope | Existing workpaper
No | SCE | Lead |  |  |  |  | SCE13HC051 | no match |  | no match |  |  | Tint Window Retrofit | unclear | Fenestration | Fenestration | Building Envelope | Existing workpaper
Yes | PG&E | Participant | Lead |  |  |  | SCE13CC002 | no match | PGECOFST104 | no match |  |  | Commercial Electric Steamers |  | Commercial Electric Steamers |  | Food Service | Existing workpaper
Yes | PG&E | Participant | Lead |  |  |  | SCE13CC003 | no match | PGECOFST105 | no match |  |  | Insulated Hot Food Holding Cabinets |  | Insulated Hot Food Holding Cabinets |  | Food Service | Existing workpaper
Yes | PG&E | Participant | Lead |  |  |  | SCE13CC004 | no match | PGECOFST102 | no match |  |  | Electric Fryers |  | Electric Fryers |  | Food Service | Existing workpaper
Yes | PG&E | Participant | Lead |  |  |  | SCE13CC005 | no match | PGECOFST103 | no match |  |  | Commercial Electric Griddles |  | Commercial Electric Griddles |  | Food Service | Existing workpaper
Yes | PG&E | Participant | Lead |  |  |  | SCE13CC006 | no match | PGECOFST100 | no match |  |  | Commercial Electric Combination Oven |  | Commercial Electric Combination Oven |  | Food Service | Existing workpaper
Yes | PG&E | Participant | Lead |  |  |  | SCE13CC007 | no match | PGECOFST108 | no match |  |  | Commercial Ice Machines |  | Commercial Ice Machines |  | Food Service | Existing workpaper
Yes | PG&E | Participant | Lead |  |  |  | SCE13CC011 | no match | PGECOFST101 | no match |  |  | Commercial Convection Oven |  | Commercial Convection Oven |  | Food Service | Existing workpaper
No | PG&E |  | Lead |  |  |  |  | no match | PGECOFST124 | no match |  |  | Deck Ovens |  | Deck Ovens |  | Food Service | New workpaper
No | PG&E |  | Lead |  |  |  |  | no match |  | no match |  |  | Glass Door Freezers |  | Glass Door Freezers |  | Food Service | New workpaper
Yes | SCE | Lead | Participant |  |  |  | SCE13CC008 | no match | PGECOFST116 | no match |  |  | Exhaust Hood Demand Controlled Ventilation |  | Exhaust Hood Demand Controlled Ventilation |  | Food Service | Existing workpaper
Yes | SCE | Lead | Participant |  |  |  | SCE13CC012 | no match | PGECOFST109 | no match | WPSDGENRCC0011 |  | Commercial Electric Deck Oven |  | Commercial Electric Deck Oven |  | Food Service | Existing workpaper
Yes | SCE | Lead | Participant |  |  |  | SCE13CC013 | no match |  | no match |  |  | Commercial Pressure Fryer |  | Commercial Pressure Fryer |  | Food Service | New workpaper
Yes | SCE | Lead | Participant |  |  |  | SCE13CC014 | no match |  | no match |  |  | Commercial Hand Wrap Machines |  | Commercial Hand Wrap Machines |  | Food Service | New workpaper
Yes | SCE | Lead |  | Participant |  |  | SCE13CC015 | no match |  | no match |  |  | Commercial High Density Universal Holding Cabinets |  | Commercial High Density Universal Holding Cabinets |  | Food Service | New workpaper
| SDG&E | [6 empty] | no match |  | no match | WPSDGENRCC0015 |  | Coml Conveyor Oven-Gas |  | Coml Conveyor Oven-Gas |  | Food Service | Existing workpaper
| SDG&E | [6 empty] | no match |  | no match | WPSDGENRCC0021 |  | Finned-Bottom Stock Pot (Foodservice) |  | Finned-Bottom Stock Pot (Foodservice) |  | Food Service | Existing workpaper
| SDG&E | [6 empty] | no match |  | no match | WPSDGENRWH0012 | WPSCGNRWH121113A-Rev02 | Low-Flow Pre-Rinse Spray Valves Direct Install |  | Low-Flow Pre-Rinse Spray Valves Direct Install |  | Food Service | Existing workpaper
Align | Independent | Independent but aligned | Independent but aligned |  |  |  | SCE13HC029 | no match | PGECOHVC139 | no match | WPSDGEREHC1065 |  | Residential HVAC Quality Maintenance |  | Res HVAC QM |  | HVAC | Existing workpaper
Yes | PG&E | Participant | Lead |  |  |  | SCE13HC028 | no match | PGECOHVC139 | no match |  |  | Brushless Fan Motor for Central AC | match | HVAC Fan EE Motors | HVAC Fan EE Motors | HVAC | Existing workpaper
Yes | PG&E | Participant | Lead |  |  |  | SCE13HC031 | no match | PGECOHVC125 | no match |  |  | Air Handler Variable Speed Motor | match |  |  | HVAC | Existing workpaper
Yes | PG&E | Participant | Lead |  |  |  | SCE13HC035 | no match | PGECOHVC128 | no match |  |  | Unitary Air Cooled Commercial AC Units 65 kBtuh and Larger | match |  |  | HVAC | Existing workpaper
Yes | PG&E | Participant | Lead |  |  |  | SCE13HC036 | no match | PGECOHVC142 | no match |  |  | VRF Commercial HPs and Heat Recovery Systems larger than 65kBtuh | match | Heat Recovery | Heat Recovery | HVAC | Existing workpaper
Yes | PG&E | Participant | Lead |  |  |  | SCE13HC037 | no match | PGECOHVC138 | no match |  |  | Comprehensive Commercial HVAC Rooftop Unit Quality Maintenance |  | Commercial HVAC QM |  | HVAC | Existing workpaper
Yes | PG&E | Participant | Lead |  |  |  | SCE13HC045 | no match | PGECOHVC143 | no match |  |  | Enhanced Ventilation for Packaged HVAC Units with Gas Heating and Package HPs |  | Packaged HVAC Enhanced Ventilation |  | HVAC | Existing workpaper
Yes | PG&E | Participant | Lead |  |  |  | SCE13HC049 | no match | PGE3PHVC153 | no match |  |  | Setback Programmable Thermostat Controls | match | Programmable Thermostat | Programmable Thermostat | HVAC | Existing workpaper
Yes | PG&E | Participant | Lead |  |  |  | SCE13HC050 | no match | PGECOHVC106 | no match |  |  | Variable Speed Drive on HVAC Fan Control | match | HVAC Fan Motor VFD | HVAC Fan Motor VFD | HVAC | Existing workpaper
Yes | PG&E | Participant | Lead |  |  |  | SCE13HC056 | no match | PGECOHVC169 | no match |  |  | Indirect Evaporative Dedicated Outdoor Air System (DOAS) |  | Dedicated Outdoor Air System |  | HVAC | New workpaper
Yes | PG&E | Participant | Lead |  |  |  | SCE13HC057 | no match | PGECOHVC165 | no match |  |  | Residential HVAC To Code |  | Res HVAC to code |  | HVAC | Existing workpaper
Yes | PG&E | Participant | Lead |  |  |  | SCE13HC058 | no match | PGECOHVC170 | no match |  |  | High Performance Evaporatively Pre-Cooled Condenser |  | High Performance Evaporatively Pre-Cooled Condenser |  | HVAC | New workpaper
Yes | PG&E | Participant | Lead |  |  |  | SCE13HC061 | no match | PGECOHVC168 | no match |  |  | Demand Control Ventilation |  | Demand Control Ventilation |  | HVAC | Existing workpaper
Yes | PG&E | Participant | Lead |  |  |  | SCE13HC062 | no match | PGECOHVC166 | no match |  |  | Upstream Residential HVAC | match |  | Damper controlled VAV | HVAC | Existing workpaper
No | PG&E |  | Lead |  |  |  |  | no match | PGE3PHVC149 | no match |  |  | PTAC/PTHP Controller |  | PTAC Controls |  | HVAC | Existing workpaper
No | PG&E |  | Lead |  |  |  |  | no match | PGECOHVC146 | no match |  | WPSCGREHC130115A-Rev03 | Furnaces AFUE 95 | match | Furnace | Furnace | HVAC | Existing workpaper
No | PG&E |  | Lead |  |  |  |  | no match | PGECOHVC148 | no match |  | WPSCGREHC130115A-Rev03 | Furnaces AFUE 97 |  |  |  | HVAC | Existing workpaper
No | SCE | Lead |  |  |  |  | SCE13HC001 | no match |  | no match | WPSDGEREHC1060 |  | Energy Star Room Air Conditioners |  | Room Air Conditioner |  | HVAC | Existing workpaper
No | SCE | Lead |  |  |  |  | SCE13HC005 | no match | PGECOHVC134 | no match |  |  | Whole House Fans | match | Whole House Fan | Whole House Fan | HVAC | Existing workpaper
Yes | SCE | Lead | Participant |  |  |  | SCE13HC007 | no match | PGECOHVC114 | no match |  |  | High Efficiency PTACs & HPs 24kBtuh and under | match | Packaged Terminal Heat Pumps | Packaged Terminal Heat Pumps | HVAC | Existing workpaper
No | SCE | Lead |  |  |  |  | SCE13HC011 | no match |  | no match |  |  | Air Filter Alarm |  | Air Filter Alarm |  | HVAC | Existing workpaper
Yes | SCE | Lead | Participant | Participant |  |  | SCE13HC012 | no match | PGECOHVC126 | no match | WPSDGENRHC0023 |  | Unitary Air Cooled Split and Packaged AC and HP Units under 65 kBtuh | match | Split and Packaged Air Conditioners and HP | Split and Packaged Air Conditioners and HP | HVAC | Existing workpaper
Yes | SCE | Lead | Participant |  |  |  | SCE13HC013 | no match | PGECOHVC163 | no match |  |  | Direct Evaporative Coolers | match | Evaporative Coolers | Evaporative Coolers | HVAC | Existing workpaper
Yes | SCE | Lead | Participant |  |  |  | SCE13HC017 | no match | PGECOHVC164 | no match |  |  | Direct-Indirect Evaporative Coolers | match |  |  | HVAC | Existing workpaper
Align | SCE | Independent but aligned | Independent but aligned |  |  |  | SCE13HC023 | no match |  | no match | WPSDGEREHC1064 |  | Quality Installation for Residential Split Systems |  | Res HVAC QI |  | HVAC | Existing workpaper
Yes | SCE | Lead | Participant |  |  |  | SCE13HC025 | no match | PGECOHVC161 | no match |  |  | Water Cooled AC and Residential AC with an Evaporative Condenser |  | Evaporative Condensers | Central Plant Motors | HVAC | Existing workpaper
No | SCE | Lead |  |  |  |  | SCE13HC026 | no match |  | no match |  |  | Window Evaporative Coolers | match |  |  | HVAC | Existing workpaper
No | SCE | Lead |  |  |  |  | SCE13HC027 | no match |  | no match |  |  | Portable Room Air Conditioners |  |  |  | HVAC | Existing workpaper
Yes | SCE | Lead | Participant |  |  |  | SCE13HC030 | no match | PGECOHVC120 | no match |  |  | Air Cooled Packaged Chillers | match | air cooled chiller | air cooled chiller | HVAC | Existing workpaper
Yes | SCE | Lead | Participant |  |  |  | SCE13HC032 | no match |  | no match |  |  | Ductless Mini-Split AC Units under 24 kBtuh |  | Ductless Mini Splits |  | HVAC | Existing workpaper
Yes | SCE | Lead | Participant |  |  |  | SCE13HC033 | no match |  | no match |  |  | Ductless Mini-Split and Multi-Split AC and HP units under 65kBtuh |  |  |  | HVAC | Existing workpaper
No | SCE | Lead |  |  |  |  | SCE13HC038 | no match |  | no match |  |  | VFD Demand Control System Retrofit to Parking Structure Exhaust Fan |  | Parking Structure Exhaust Fan Controls |  | HVAC | Existing workpaper
No | SCE | Lead |  |  |  |  | SCE13HC039 | no match |  | no match |  |  | VFD Retrofit to Central Plant Systems | match | Central Plant VFD | Central Plan VFD | HVAC | Existing workpaper
Yes | SCE | Lead | Participant |  |  |  | SCE13HC040 | no match | PGECOHVC144 | no match |  |  | Cogged V-belt Non-residential HVAC Fans |  | Commercial HVAC Fan cogged V-belt |  | HVAC | Existing workpaper
No | SCE | Lead |  |  |  |  | SCE13HC043 | no match | PGECOHVC137 | no match |  |  | Water Cooled Chiller | match | water cooled chiller | water cooled chiller | HVAC | Existing workpaper
Yes | SCE | Lead | Participant |  |  |  | SCE13HC044 | no match | PGE3PHVC151 | no match |  |  | Economizer Repair for Entertainment Center | match | Economizer Repair | Economizer Repair | HVAC | Existing workpaper
No | SCE | Lead |  |  |  |  | SCE13HC046 | no match |  | no match |  |  | Commercial Economizer | match | Economizer | Economizer | HVAC | Existing workpaper
Yes | SCE | Lead | Participant |  |  |  | SCE13HC048 | no match | PGECOHVC162 | no match |  |  | Water Source Heat Pump | match | Water source heat pump | Water source heat pump | HVAC | Existing workpaper
Yes | SCE | Lead | Participant |  |  |  | SCE13HC054 | no match | PGECOHVC167 | no match |  |  | Smart Thermostat |  | Smart Thermostat |  | HVAC | New workpaper
No | SCE | Lead |  |  |  |  | SCE13HC060 | no match |  | no match |  |  | Classroom HVAC Occupancy Sensor |  | Classroom HVAC Occupancy Sensor |  | HVAC | Existing workpaper
No | SDG&E |  |  | Lead |  |  |  | no match |  | no match | WPSDGEREHC1062 | WPSCGREHC110603A-Rev02 | Gravity Wall Heater |  | Gravity Wall Heater |  | HVAC | Existing Workpaper
| SDG&E | [6 empty] | no match |  | no match | WPSDGENRHC1030 |  | Air Filter Replacement |  | Air Filter Replacement |  | HVAC | Existing workpaper
| SDG&E | [6 empty] | no match |  | no match | WPSDGEREHC0025 |  | Calif Cilmate AC Upgradex | match |  |  | HVAC | Existing workpaper
| SDG&E | [6 empty] | no match |  | no match | WPSDGENRHC1020 |  | Commercial Condenser Coil Cleaning |  | Commercial Condenser/Evaporator Coil Cleaning |  | HVAC | Existing workpaper
| SDG&E | [6 empty] | no match |  | no match | WPSDGENRHC1040 |  | Commercial Condenser Coil Combing |  |  |  | HVAC | Existing workpaper
| SDG&E | [6 empty] | no match |  | no match | WPSDGENRHC1010 |  | Commercial Evaporator Coil Cleaning |  |  |  | HVAC | Existing workpaper
| SDG&E | [6 empty] | no match |  | no match | WPSDGENRHC0028 |  | Economizer Control for Package AC | match |  |  | HVAC | Existing workpaper
| SDG&E | [6 empty] | no match |  | no match | WPSDGENRHC0027 |  | Economizer Repair for Package AC | match |  |  | HVAC | Existing workpaper
| SDG&E | [6 empty] | no match |  | no match | WPSDGEREHC0029 |  | Heat Pump Electric Resistance Heaters |  | Heat Pump Electric Resistance Heaters |  | HVAC | Existing workpaper
| SDG&E | [6 empty] | no match |  | no match | WPSDGENRHC0026 |  | Programmable Communicating Thermostats | match |  |  | HVAC | Existing workpaper
| SDG&E | [6 empty] | no match |  | no match | WPSDGENRHC1051 |  | PTAC ACC | match |  |  | HVAC | Existing workpaper
| SDG&E | [6 empty] | no match |  | no match | WPSDGENRHC1050 |  | PTAC EMS | match |  |  | HVAC | Existing workpaper
| SDG&E | [6 empty] | no match |  | no match | N/A | WPSCGREHC130115A-Rev03 | Res 92% AFUE | match |  |  | HVAC | Existing workpaper
| SDG&E | [6 empty] | no match |  | no match | WPSDGERERN001 |  | Residential Single Family and Multi-Family Condenser Coil Cleaning |  | Residential Condenser/Evaporator Coil Cleaning |  | HVAC | Existing workpaper
| SDG&E | [6 empty] | no match |  | no match | WPSDGENRHC1061 | WPSCGNRHC120206A-Rev04 | Space Heating Boiler | match | Steam Boiler | Steam Boiler | HVAC | Existing workpaper
No | Independent | Independent | Independent |  |  |  | SCE13LG001 | no match | PGE3PLTG173 | no match |  |  | Screw in Exterior Compact Fluorescent Lamp (CFL) | match | Exterior CFL Lamps and Fixtures | Exterior CFL Lamps and Fixtures | Lighting | Existing workpaper
No | Independent | Independent | Independent |  |  |  | SCE13LG007 | no match | PGECOLTG103 | no match |  |  | Pin Based Exterior Compact Fluorescent Lamp (CFL) Fixture | match |  |  | Lighting | Existing workpaper
No | Independent | Independent | Independent |  |  |  | SCE13LG017 | no match | PGECOLTG107 | no match |  |  | Upstream Interior Integral Non-Dimmable (Screw-in) CFLs | match | Interior CFL Lamps and Fixtures | Interior CFL Lamps and Fixtures | Lighting | Existing workpaper
No | Independent | Independent | Independent |  |  |  | SCE13LG031 | no match | PGECOLTG176 | no match |  |  | Linear Fluorescent Dimming Ballast |  |  |  | Lighting | Existing workpaper
No | Independent | Independent | Independent |  |  |  | SCE13LG070 | no match | PGE3PLTG167 | no match |  |  | Replace Neon Open Sign with LED Open Sign |  | LED Open Signs |  | Lighting | Existing workpaper
No | Independent | Independent | Independent |  |  |  | SCE13LG072 | no match | PGECOLTG109 | no match |  |  | Upstream Interior Integral 3-way, Dimmable (Screw-in) CFLs | match |  |  | Lighting | Existing workpaper
No | Independent | Independent | Independent |  |  |  | SCE13LG074 | no match | PGECOLTG110 | no match |  |  | Upstream Interior Modular (Pin-Based) CFL Fixtures | match |  |  | Lighting | Existing workpaper
No | Independent | Independent | Independent |  |  |  | SCE13LG075 | no match | PGECOLTG111 | no match |  |  | CFL Plug in Lamps | match |  | LED Exit Sign | Lighting | Existing workpaper
No | Independent | Independent | Independent |  |  |  | SCE13LG085 | no match | PGECOLTG131 | no match | WPSDGENRLG0006 |  | Interior Compact Fluorescent Fixture | match |  |  | Lighting | Existing workpaper
No | Independent | Independent | Independent |  |  |  | SCE13LG087 | no match | PGE3PLTG172 | no match |  |  | Fluorescent Fixture to Fluorescent Fixture Retrofit | match |  |  | Lighting | Existing workpaper
No | Independent | Independent | Independent |  |  |  | SCE13LG090 | no match | PGECOLTG113 | no match | WPSDGENRLG0002 |  | Interior Induction Lighting | match | Interior Induction Lighting | Interior Induction Lighting | Lighting | Existing workpaper
Yes | Independent | Lead | Participant |  |  |  | SCE13LG092 | no match | PGECOLTG116 | no match | WPSDGENRLG0120 |  | Fluorescent Lamp to Fluorescent Lamp | match | Fluorescent Lamp to Fluorescent Replacement | Fluorescent Lamp to Fluorescent Replacement | Lighting | Existing workpaper
No | Independent | Independent | Independent |  |  |  | SCE13LG095 | no match | PGE3PLTG176 | no match | WPSDGENRLG0022 |  | Fluorescent De-Lamping |  | Fluorescent De-Lamping |  | Lighting | Existing workpaper
No | Independent | Independent | Independent |  |  |  | SCE13LG097 | no match | PGECOLTG151 | no match | WPSDGENRLG0181 |  | LED Street Lighting |  | LED Street Lighting |  | Lighting | Existing workpaper
No | Independent | Independent | Independent |  |  |  | SCE13LG098 | no match | PGE3PLTG171 | no match | WPSDGENRLG0081 |  | Fluorescent to LED Retrofits in Reach-In Display Cases |  | Display Case LEDs |  | Lighting | Existing workpaper
No | Independent | Independent | Independent |  |  |  | SCE13LG099 | no match | PGECOLTG162 | no match |  |  | Downstream Interior Integral Non-dimmable (Screw-in) CFLs | match |  |  | Lighting | Existing workpaper
No | Independent | Independent | Independent |  |  |  | SCE13LG102 | no match | PGECOLTG158 | no match | WPSDGENRLG0003 |  | Exterior Induction Lighting | match |  |  | Lighting | Existing workpaper
No | Independent | Independent | Independent |  |  |  | SCE13LG103 | no match | PGECOLTG139 | no match | WPSDGENRLG0196 |  | Interior LED Downlight Fixtures |  | Interior LED Downlights |  | Lighting | Existing workpaper
No | Independent | Independent | Independent |  |  |  | SCE13LG105 | no match |  | no match |  |  | LED Exterior Landscape Lighting Fixture |  | LED Exterior Landscape Lighting Fixture |  | Lighting | Existing workpaper
Yes | PG&E | Participant | Lead |  |  |  | SCE13LG111 | no match | PGECOLTG178 | no match | WPSDGENRLG0080 |  | LED High and Low Bay Fixtures |  | LED High and Low Bay Fixtures |  | Lighting | Existing workpaper
Yes | PG&E | Participant | Lead |  |  |  | SCE13LG112 | no match | PGECOLTG179 | no match |  |  | LED Recessed Suspended or Surface Mounted Panels |  | LED Recessed Suspended or Surface Mounted Panels |  | Lighting | New workpaper
No | PG&E |  | Lead |  |  |  |  | no match |  | no match |  |  | LED Troffer and Panel retrofits |  | LED Troffer and Panel retrofits |  | Lighting | New workpaper
No | PG&E |  | Lead |  |  |  |  | no match | TBD | no match |  |  | LED Lamp Style Retrofit Kits |  | LED Lamp Style Retrofit Kits |  | Lighting | New workpaper
No | SCE | Lead |  |  |  |  | SCE13CS003 | no match |  | no match |  |  | Refrigerated Case Door Aisle Traffic Sensor |  | Refrigerated Case Door Aisle Traffic Sensor |  | Lighting | Existing workpaper
No | SCE | Lead |  |  |  |  | SCE13LG019 | no match |  | no match |  |  | Energy Star Ceiling Fan with CFLs | match |  |  | Lighting | Existing workpaper
No | SCE | Lead |  |  |  |  | SCE13LG020 | no match | PGECOLTG130 | no match |  |  | Wall Mounted Occupancy Sensors - Multifamily and Hospitality | match |  |  | Lighting | Existing workpaper
No | SCE | Lead |  |  |  |  | SCE13LG025 | no match | PGECOLTG120 | no match | WPSDGENRLG0016 |  | Occupancy Sensors Wall or Ceiling Mounted | match | Occupancy Sensor | Occupancy Sensor | Lighting | Existing workpaper
No | SCE | Lead |  |  |  |  | SCE13LG054 | no match |  | no match |  |  | Ceramic Metal Halide (CMH) Lamp | match | Ceramic Metal Halide (CMH) | Ceramic Metal Halide (CMH) | Lighting | Existing workpaper
No | SCE | Lead |  |  |  |  | SCE13LG071 | no match |  | no match | WPSDGENRLG0028 |  | LED Pool and Spa Lighting |  | LED Pool and Spa Lighting |  | Lighting | Existing workpaper
No | SCE | Lead |  |  |  |  | SCE13LG076 | no match |  | no match |  |  | Integrated Linear Fluorescent Occupancy Sensor | match |  |  | Lighting | Existing workpaper
No | SCE | Lead |  |  |  |  | SCE13LG086 | no match | PGECOLTG114 | no match | WPSDGENRLG0044 |  | Interior Linear Fluorescent Fixture | match |  |  | Lighting | Existing workpaper
No | SCE | Lead |  |  |  |  | SCE13LG089 | no match | PGECOLTG101 | no match | WPSDGENRLG0076 |  | Interior Bi-Level Stairwell Lighting |  | Interior Bi-Level Stairwell Lighting |  | Lighting | Existing workpaper
No | SCE | Lead |  |  |  |  | SCE13LG106 | no match | PGECOLTG140 | no match |  |  | Retrofit MR16, PAR20, PAR30, and PAR38 Fixtures with LED Lamps |  | Retrofit MR16, PAR20, PAR30, and PAR38 Fixtures with LED Lamps |  | Lighting | Existing workpaper
No | SCE | Lead |  |  |  |  | SCE13LG108 | no match |  | no match |  |  | Exterior LED Wall Pack Fixtures |  | Exterior LED |  | Lighting | Existing workpaper
No | SCE | Lead |  |  |  |  | SCE13LG109 | no match |  | no match |  |  | Exterior LED Lamp Replacement |  |  |  | Lighting | Existing workpaper
No | SCE | Lead |  |  |  |  | SCE13LG113 | no match |  | no match |  |  | LED Menu Boards |  | LED Menu Boards |  | Lighting | New workpaper
No | SCE | Lead |  |  |  |  | SCE13LG114 | no match |  | no match |  |  | Exterior LED Luminaire with Integrated Occupancy Sensor |  |  |  | Lighting | New workpaper
No | SCE | Lead |  |  |  |  | SCE13LG115 | no match |  | no match |  |  | LED Ceiling Mounted Downlight Fixtures, LED Vanity Fixtures, LED Sconce Fixtures |  | LED Ceiling Mounted Downlight Fixtures, LED Vanity Fixtures, LED Sconce Fixtures |  | Lighting | New workpaper
No | SCE | Lead |  |  |  |  | SCE13LG116 | no match |  | no match |  |  | LED GU-24 Lamps |  | LED GU-24 Lamps |  | Lighting | New workpaper
No | SCE | Lead |  |  |  |  | SCE13LG118 | no match |  | no match |  |  | LED Troffer Retrofit Kit |  |  |  | Lighting | New workpaper
No | SCE | Lead |  |  |  |  | SCE13LG119 | no match |  | no match |  |  | LED Residential Exterior Fixtures |  |  |  | Lighting | New workpaper
Yes | SDG&E | Participant | Participant | Lead |  |  | SCE13LG117 | no match |  | no match | TBD |  | LED Tubes |  |  |  | Lighting | New workpaper
| SDG&E | [6 empty] | no match |  | no match | WPSDGENRSH001 |  | Cold Cathode Lighting |  | Cold Cathode Lighting |  | Lighting | Existing workpaper
| SDG&E | [6 empty] | no match |  | no match | WPSDGENRLG0025 |  | Dimming Ballast |  | Dimming Ballast |  | Lighting | Existing workpaper
| SDG&E | [6 empty] | no match |  | no match | WPSDGENRLG0030 |  | Exterior Lighting Retrofits |  |  |  | Lighting | Existing workpaper
| SDG&E | [6 empty] | no match |  | no match | WPSDGENRLG0026 |  | High Performance Linear Fluorescent Fixtures | match |  |  | Lighting | Existing workpaper
| SDG&E | [6 empty] | no match |  | no match | WPSDGENRLG0007 |  | Integrated Ballast Ceramic Metal Halide Par Lamps | match |  | Lighting Timeclock | Lighting | Existing workpaper
| SDG&E | [6 empty] | no match |  | no match | WPSDGENRLG0106 |  | Interior LED Lamps |  |  |  | Lighting | Existing workpaper
| SDG&E | [6 empty] | no match |  | no match | WPSDGENRLG0005 |  | Interior Pulse Start or Ceramic Metal Halide Fixtures | match |  |  | Lighting | Existing workpaper
| SDG&E | [6 empty] | no match |  | no match | WPSDGENRLG0021 |  | LED Channel Signs |  | LED Channel Signs |  | Lighting | Existing workpaper
| SDG&E | [6 empty] | no match |  | no match | N/A |  | LED Night Light |  | LED Night Light |  | Lighting | Existing workpaper
| SDG&E | [6 empty] | no match |  | no match | WPSDGENRLG0082 |  | LED Refrigeration Case Lighting |  |  |  | Lighting | Existing workpaper
| SDG&E | [6 empty] | no match |  | no match | WPSDGENRLG0027 |  | LED Refrigeration Case Lighting with Occupancy Sensors |  |  |  | Lighting | Existing workpaper
| SDG&E | [6 empty] | no match |  | no match | WPSDGENRLG0999 |  | Non Res Master Lighting Lookup Table |  |  |  | Lighting | Existing workpaper
| SDG&E | [6 empty] | no match |  | no match | WPSDGERELG1057 |  | Outdoor Pathway LED |  | Outdoor Pathway LED |  | Lighting | Existing workpaper
| SDG&E | [6 empty] | no match |  | no match | WPSDGENRLG0197 |  | Photocell |  |  |  | Lighting | Existing workpaper
| SDG&E | [6 empty] | no match |  | no match | WPSDGERELG0999 |  | Res Master Lighting Lookup Table |  |  |  | Lighting | Existing workpaper
| SDG&E | [6 empty] | no match |  | no match | WPSDGENRLG0013 |  | T12 Fluorescent Lamps with Magnetic Ballast to T8/T5 Fluorescent lamps with Electronic Ballast Retrofit (1x1 replacements) | match |  |  | Lighting | Existing workpaper
No | Independent | Independent | Independent |  |  |  | SCE13CM001 | no match | PGECOALL100 | no match |  |  | Customized Measures |  |  |  | Miscellaneous | Existing workpaper
No | SCE | Lead |  |  |  |  | SCE13MI001 | no match |  | no match |  |  | Residential Audits |  |  |  | Miscellaneous | Existing workpaper
Yes | SCE | Lead | Participant |  |  |  | SCE13MI005 | no match | PGECOALL109 | no match | WPSDGEREMI0005 |  | Basic Path Enhancement for Whole House Upgrade Program |  |  |  | Miscellaneous | Existing workpaper
| SDG&E | [6 empty] | no match |  | no match | WPSDGEREWH1208 |  | 3P Synergy Water Measures Mobile Home |  |  |  | Miscellaneous | Existing workpaper
| SDG&E | [6 empty] | no match |  | no match | WPSDGENRMI0004 |  | DEER Measures |  |  |  | Miscellaneous | Existing workpaper
| SDG&E | [6 empty] | no match |  | no match | WPSDGEREMI0002 |  | Energy Star Manufactured Housing |  |  |  | Miscellaneous | Existing workpaper
| SDG&E | [6 empty] | no match |  | no match | WPSDGENRCC0017 |  | High Density Dedicated Holding Bin Unit |  | High Density Dedicated Holding Bin Unit |  | Miscellaneous | Existing workpaper
| SDG&E | [6 empty] | no match |  | no match | N/A |  | Low Income M&V Study |  |  |  | Miscellaneous | Existing workpaper
| SDG&E | [6 empty] | no match |  | no match | WPSDGENRCS0001 |  | Vending Machine Controller |  | Vending Machine Controller |  | Miscellaneous | Existing workpaper
| PG&E | [6 empty] | no match | PGECOPUM103 | no match |  |  | Vertical Hollow and Solid Shaft Pump Motors |  |  |  | Motors | New workpaper
No | Independent | Independent | Independent |  |  |  | SCE13WP001 | no match | PGECOPUM102 | no match | WPSDGENREWP0002 |  | Residential Variable Speed Swimming Pool Pump |  | Residential Variable Speed Swimming Pool Pump |  | Pools | Existing workpaper
No | PG&E |  | Lead |  |  |  |  | no match |  | no match |  |  | Variable speed Pool Motors |  | Variable speed Pool Motors |  | Pools | New workpaper
No | SCE | Lead |  |  |  |  | SCE13WP009 | no match |  | no match |  |  | Residential Variable Speed Spa and Wading Pool Pump |  | Residential Variable Speed Spa and Wading Pool Pump |  | Pools | New workpaper
Yes | SDG&E | Participant | Participant | Lead |  |  | WPSDGENRMT0003 | no match |  | no match | WPSDGENRMT0003 |  | DC Circulation Pool Pump |  | DC Circulation Pool Pump |  | Pools | Existing Workpaper
| SDG&E | [6 empty] | no match |  | no match | WPSDGEREWH0003 |  | Robotic Pool Cleaners for Residential Pools |  | Robotic Pool Cleaners for Residential Pools |  | Pools | New workpaper
No | SCE | Lead |  |  |  |  | SCE13HC055 | no match |  | no match |  |  | Circulating Block Heater |  | Circulating Block Heater |  | Process | New workpaper
Yes | SCE | Lead | Participant | Participant |  |  | SCE13PR005 | no match | PGECOPRO112 | no match | WPSDGENRPR0001 |  | Air Compressor VFD Retrofit |  | Air Compressor VFD Retrofit |  | Process | New workpaper
Yes | SCE | Lead | Participant |  |  |  | SCE13PR006 | no match | PGECOPRO111 | no match |  |  | Industrial Blower Replacing Air Compressor |  |  |  | Process | New workpaper
No | SCE | Lead |  |  |  |  | SCE13PR007 | no match |  | no match |  |  | Cycling Air Dryers for Compressed Air Systems |  | Cycling Air Dryers for Compressed Air Systems |  | Process | Existing workpaper
Yes | SCE | Lead | Participant |  |  |  | SCE13PR008 | no match | PGECOPRO110 | no match |  |  | Process Fan VSD |  | Process Fan VSD |  | Process | New workpaper
No | SCE | Lead |  |  |  |  | SCE13PR009 | no match |  | no match |  |  | Zero Air Loss Condensate Drains |  | Zero Air Loss Condensate Drains |  | Process | Existing workpaper
Yes | SCE | Lead |  | Participant |  |  | SCE13PR005 | no match |  | no match |  |  | Air Compressor Retrofit with VFD |  | Air Compressor Retrofit with VFD |  | Process | Existing workpaper
Yes | SCE | Lead | Participant |  |  |  | SCE13PR006 | no match |  | no match |  |  | Industrial Blower |  | Industrial Blower | Duct sealing | Process | New workpaper
| SDG&E | [6 empty] | no match |  | no match | WPSDGENRWH1100 |  | Boiler Cleaning |  | Boiler Cleaning | Duct Insulation | Process | Existing workpaper
| SDG&E | [6 empty] | no match |  | no match | WPSDGENRWH1207 | WPSCGNRWH120206C-Rev04 | Commercial Hot Water Boilers | match | Hot Water Boiler | Hot Water Boiler | Process | Existing workpaper
| SDG&E | [6 empty] | no match |  | no match | WPSDGENRWH0010 | SCGWP100310A-Rev09 | Deemed Program for Commercial Steam Traps |  |  |  | Process | Existing workpaper
| SDG&E | [6 empty] | no match |  | no match | WPSDGENRPR0003 |  | Electronic Zero Air Loss Condensate Drains for Compressed Air Systems |  | Electronic Zero Air Loss Condensate Drains for Compressed Air Systems |  | Process | Existing workpaper
| SDG&E | [6 empty] | no match |  | no match | WPSDGENRWH1202 | SCGWP110812A-Rev03 | Pipe Insulation (Non-Space Conditioning) |  | Pipe Insulation (Non-Space Conditioning) |  | Process | Existing workpaper
| SDG&E | [6 empty] | no match |  | no match | WPSDGENRPH0001 | WPSCGNRPH120206A-Rev05 | Process Boilers (Including Direct Contact Water Heaters) | match |  |  | Process | Existing workpaper
| SDG&E | [6 empty] | no match |  | no match | WPSDGENRWH0014 | WPSCGNRMI050101A-Rev02 | Tank Insulation |  | Tank Insulation |  | Process | Existing workpaper
Yes | PG&E | Participant | Lead |  |  |  | SCE13RN008 | no match | PGECOREF104 | no match | WPSDGENRRN0015 |  | New Low and Medium Temperature Display Cases with Doors | match | Refrigeration Display Cases | Refrigeration Display Cases | Refrigeration | Existing workpaper
No | PG&E |  | Lead |  |  |  |  | no match | PGECOREF124 | no match | WPSDGENRRN0011 |  | Advanced Refrigeration Control Walk-In | no | Refrigeration Controls |  | Refrigeration | Existing workpaper
Yes | PG&E | Participant | Lead |  |  |  | SCE13RN027 | no match | PGE3PREF116 | no match |  |  | Add Doors to Open Medium Temperature Cases | match |  |  | Refrigeration | Existing workpaper
No | PG&E |  | Lead |  |  |  |  | no match | PGECOREF126 | no match |  |  | Ultra Low Temperature Freezer | no | Ultra Low Temp Freezer |  | Refrigeration | New workpaper
No | SCE | Lead |  |  |  |  | SCE13RN003 | no match |  | no match | WPSDGENRRN1000 |  | Insulation of Bare Refrigeration Suction Lines | no | Bare Refrigeration Line Insulation |  | Refrigeration | Existing workpaper
Yes | SCE | Lead | Participant |  |  |  | SCE13RN005 | no match | PGECOREF101 | no match | WPSDGENRRN0005 |  | Night Covers for Vertical and Horizontal LT and MT Display Cases | match | Refrigeration Night Covers | Refrigeration Night Covers | Refrigeration | Existing workpaper
Yes | SCE | Lead | Participant |  |  |  | SCE13RN009 | no match | PGECOREF108 | no match | WPSDGENRRN0009 |  | Anti-Sweat Heat (ASH) Controls | no | Anti-Sweat Heat (ASH) Controls |  | Refrigeration | Existing workpaper
Yes | SCE | Lead | Participant |  |  |  | SCE13RN011 | no match | PGECOREF109 | no match |  |  | Evaporator Fan Motors |  | Fan Motors |  | Refrigeration | Existing workpaper
Yes | SCE | Lead | Participant |  |  |  | SCE13RN018 | no match | PGECOREF123 | no match |  |  | Low ASH Display Doors |  | Anti-Sweat Heater Display Doors | Refrigerated Warehouse Head Pressure Controls | Refrigeration | Existing workpaper
Yes | SCE | Lead | Participant |  |  |  | SCE13RN023 | no match | PGE3PREF121 | no match |  |  | Refrigeration Floating Suction and Head Pressure Controls | match | Refrigeration Head Pressure Controls | Refrigeration Head Pressure Controls | Refrigeration | Existing workpaper
Yes | SCE | Lead | Participant |  |  |  | SCE13RN024 | no match | PGECOREF110 | no match | WPSDGENRRN0110 |  | Refrigerated Storage Auto Closer |  | Refrigerated Storage Auto Closer |  | Refrigeration | Existing workpaper
Yes | SCE | Lead | Participant |  |  |  | SCE13RN025 | no match | PGECOREF106 | no match |  |  | Walk-in Cooler Evaporative Fan Cycling and VFD Control |  | Walk-in Cooler Evaporative Fan Cycling and VFD Control |  | Refrigeration | Existing workpaper
No | Independent | Independent | Independent |  |  |  | SCE13WP004 | no match | PGECODHW125 | no match |  |  | Faucet Aerator and Low Flow Showerhead |  | Faucet Aerator |  | Water Heating | Existing workpaper
No | PG&E |  | Lead |  |  |  | SCE13WP002 | no match |  | no match |  |  | Demand Control for Centralized Water Heater Recirculation Pump |  |  |  | Water Heating | New workpaper
No | PG&E |  | Lead |  |  |  |  | no match | PGECODHW124 | no match |  |  | High Efficiency DHW Boiler (>75 mBTU/h) | match | Hot water boiler | Hot water boiler | Water Heating | Existing workpaper
Yes | SCE | Lead | Participant |  |  |  | SCE13WH001 | no match | PGECODHW106 | no match | WPSDGEREWH0022 |  | Heat Pump Water Heater | match | Heat Pump Water Heater | Heat Pump Water Heater | Water Heating | Existing workpaper
| SDG&E | [6 empty] | no match |  | no match | WPSDGENRWH0013 |  | Direct Contact Water Heater |  | Direct Contact Water Heater |  | Water Heating | Existing workpaper
| SDG&E | [6 empty] | no match |  | no match | WPSDGEREWH1012 | WPSCGREWH120618A-Rev01 | Faucet Aerators for Bathroom/Kitchen Sinks in Residential Buildings |  |  |  | Water Heating | Existing workpaper
| SDG&E | [6 empty] | no match |  | no match | WPSDGENRWH1200 |  | Hot Water Line Insulation Electric |  |  | Chilled and Hot water loop reset | Water Heating | Existing workpaper
| SDG&E | [6 empty] | no match |  | no match | WPSDGEREWH1061A | SCGWP100303A-Rev04 | Low-Flow Showerheads |  | Low Flow Showerhead |  | Water Heating | Existing workpaper
| SDG&E | [6 empty] | no match |  | no match | WPSDGEREWH1203 |  | MF Central Recirc System Pipewrap |  | Hot Water Line Insulation |  | Water Heating | Existing workpaper
| SDG&E | [6 empty] | no match |  | no match | WPSDGERECS0001 | SCGWP100315A-Rev01 | Multifamily DHW RCx, Training, and Boiler Reset Controller |  | Boiler Reset Controls |  | Water Heating | Existing workpaper
| SDG&E | [6 empty] | no match |  | no match | WPSDGENRWH1201 | WPSCGODE091116-Rev05 | On Dmd Pump Ctrl Central DHW |  |  |  | Water Heating | Existing workpaper
| SDG&E | [6 empty] | no match |  | no match | WPSDGEREWH1000 | SCGWP100303B-Rev06 | Temperature-Initiated Shower Flow Restriction Valve with and without an Integrated Low-Flow Showerhead |  |  |  | Water Heating | Existing workpaper
| SDG&E | [6 empty] | no match |  | no match | WPSDGEREWH1063 | SCGWP100309A-Rev05 | Therm Savings Kit |  |  |  | Water Heating | Existing workpaper
No | SCG |  |  |  | Lead |  |  | no match |  | no match |  | WPSCGREWH131030A-Rev00 | MF Central Boiler Tankless Water Heater |  | Central Boiler Tankless Water Heater |  | Water Heating | Existing workpaper
No | SCG |  |  |  | Lead |  |  | no match |  | no match |  | WPSCGREWH130613A-Rev00 | MF Central Storage Water Heater | match | Residential Storage Water Heater | Residential Storage Water Heater | Water Heating | Existing workpaper
No | SCG |  |  |  | Lead |  |  | no match |  | no match |  |  | H2AC (Rooftop Units) |  |  |  | HVAC | New workpaper
No | SCG |  |  |  | Lead |  |  | no match |  | no match |  |  | Industrial CO2 Laundry | no |  |  | Appliance or Plug Load | New workpaper
No | SCG |  |  |  | Lead |  |  | no match |  | no match |  |  | Res HW Control |  |  |  | Water Heating | New workpaper
No | SCG |  |  |  | Lead |  |  | no match |  | no match |  |  | Res Ozone Laundry | no |  |  | Appliance or Plug Load | New workpaper
No | SCG |  |  |  | Lead |  |  | no match |  | no match |  |  | Double Oven |  | Double Oven |  | Food Service | New workpaper
No | SCG |  |  |  | Lead |  |  | no match |  | no match |  |  | Power Pipe |  |  |  | Water Heating | New workpaper
No | SCG |  |  |  | Lead |  |  | no match |  | no match |  |  | Appliance Recycling - Clothes Washers | no |  |  | Appliance or Plug Load | New workpaper
Heat Curtain
Wall insulation
[7 empty] | PGE3PHVC151 | [5 empty] | Economizer Repair ADEC AC Only Units |  |  |  | HVAC | 2017
[7 empty] | PGE3PHVC152 | [5 empty] | Economizer Control Adjustment AC Only Units |  |  |  | HVAC | 2017
[7 empty] | PGE3PHVC156 | [5 empty] | Condenser Coil Cleaning AC Unit with Gas Heat |  |  |  | HVAC | 2017
[7 empty] | PGE3PHVC157 | [5 empty] | Unoccupied Fan Control AC Only Units |  |  |  | HVAC | 2017
[7 empty] | PGE3PHVC158 | [5 empty] | Evaporator Coil Cleaning AC Only Units |  |  |  | HVAC | 2017
[7 empty] | PGE3PHVC160 | [5 empty] | Refrigerant Charge Adjustment Single Stage AC Unit with Gas Heat |  |  |  | HVAC | 2017
[7 empty] | PGECOAGR119 | [5 empty] | Variable Frequency Drive on Agricultural Well Pumps (<=300hp) NEW Express only |  |  |  | Agriculture | 2017
[7 empty] | PGECOAGR119 | [5 empty] | VFD on Agricultural Well Pumps (<=300hp) Pump |  |  |  | Agriculture | 2017
[7 empty] | SCE13LG052 | [5 empty] | <2ft Channel Letter Signage (Red) (Dusk to Dawn) LED replacing Neon Channel Letter Signage |  |  |  | Lighting | 2017
[7 empty] | SCE13RN028 | [5 empty] | Vertical Closed Transparent, Remote Condensing Commercial Refrigerators (VCT.RC.M) < 35 ft2 Total Display Area, ROB |  |  |  | HVAC | 2017
[7 empty] | SCE13WH003 | [5 empty] | Pipe Wrap replacing No Pipe Wrap |  |  |  | HVAC | 2017
[7 empty] | SCE13WP008 | [5 empty] | ≤ 3 horsepower (HP) Commercial Variable Speed Pool Pump Replacing Pump replacing ≤ 3 HP Single Speed Commercial Pool Pump |  |  |  | Pools | 2017
[7 empty] | SCE17AP008 | [5 empty] | Smart/Connected Washer |  |  |  | Appliance or Plug Load | 2017
[7 empty] | SCE17AP009 | [5 empty] | Connected Energy Star with no Freezer (11 - 23 ft3) Refrigerator |  |  |  | Appliance or Plug Load | 2017
[7 empty] | SCE17AP009 | [5 empty] | Smart/Connected Refrigerator |  |  |  | Appliance or Plug Load | 2017
[7 empty] | SCE17CS010 | [5 empty] | Smart/Connected Whole Home Bundle |  |  |  | Appliance or Plug Load | 2017
[7 empty] | SCE17CS011 | [5 empty] | SmartHub |  |  |  | Appliance or Plug Load | 2017
[7 empty] | SCE17CS012 | [5 empty] | Smart/Connected Plugs |  |  |  | Appliance or Plug Load | 2017
[7 empty] | SCE17CS013 | [5 empty] | Data Analytics Platform |  |  |  | Appliance or Plug Load | 2017
[7 empty] | SCE17CS014 | [5 empty] | Smart/Connected Tier 2 Power Strips |  |  |  | Appliance or Plug Load | 2017
[7 empty] | SCE17CS014 | [5 empty] | Smart/Connected Tier 2 Power Strips |  |  |  | Appliance or Plug Load | 2017
[7 empty] | SCE17CS015 | [5 empty] | Load Monitor |  |  |  | Appliance or Plug Load | 2017
[7 empty] | SCE17CS016 | [5 empty] | In-Home Displays |  |  |  | Appliance or Plug Load | 2017
[7 empty] | SCE17HC030 | [5 empty] | Air Cooled Constant Speed Screw Chiller w/1 Compressor (>= 150 tons, 10.5 Min EER, 14.5 Min IPLV) |  |  |  | HVAC | 2017
[7 empty] | SCE17HC035 | [5 empty] | 65 - 134 KBTU/H, EER = 11.5 AND MIN IEER = 13 |  |  |  | HVAC | 2017
[7 empty] | SCE17HC039 | [5 empty] | Variable Speed Drive on Cooling Tower Fan Control (New Construction) |  |  |  | HVAC | 2017
[7 empty] | SCE17HC054 | [5 empty] | Smart/Connected Thermostat |  |  |  | HVAC | 2017
[7 empty] | SCE17LG017 | [5 empty] | 33 Watt Integral Spiral CFL replacing Com CFL Base Case, Total Watts = 3.57 x Msr Watts |  |  |  | Lighting | 2017
[7 empty] | SCE17LG071 | [5 empty] | 15.5 Watt Pool Lamp (Res) LED replacing 100 Watt Incandescent |  |  |  | Lighting | 2017
[7 empty] | SCE17LG072 | [5 empty] | 33 Watt 3-Way CFL replacing Com CFL Base Case |  |  |  | Lighting | 2017
[7 empty] | SCE17LG105 | [5 empty] | Residential LED Landscape Lighting - 5 Watts or Less replacing MR16 Basecase, Total Watts = 4.24 x Msr Watts |  |  |  | Lighting | 2017
[7 empty] | SCE17LG120 | [5 empty] | 50 to 90 Watt Exterior LED Fixture Below 24 ft. with Motion Control and Photo Sensor replacing 150 Watt HPS |  |  |  | Lighting | 2017
[7 empty] | SCE17LG127 | [5 empty] | LED PAR16: <6 Watts |  |  |  | Lighting | 2017
[7 empty] | SCE17LG128 | [5 empty] | LED MR-16: <6 Watts |  |  |  | Lighting | 2017
[7 empty] | SCE17LG129 | [5 empty] | LED Candelabra <3W |  |  |  | Lighting | 2017
[7 empty] | SCE17LG130 | [5 empty] | LED globe: <3 Watts |  |  |  | Lighting | 2017
[7 empty] | SCE17LG131 | [5 empty] | LED R-BR: <11 Watts |  |  |  | Lighting | 2017
[7 empty] | SCE17LG132 | [5 empty] | Smart/Connected Lighting |  |  |  | Lighting | 2017
[7 empty] | SCE17LG133 | [5 empty] | 5-Watt LED A-Lamp 310-749 Lumens |  |  |  | Lighting | 2017
[7 empty] | SCE17PR005 | [5 empty] | 5 to < 15 HP Variable Speed Air Compressor (ROB/NEW) |  |  |  | Process | 2017
[7 empty] | SCE17RN028 | [5 empty] | Vertical Open, Remote Condensing Commercial Refrigerators (VOP.RC.M) < 30 ft2 Total Display Aare , ROB |  |  |  | HVAC | 2017
[7 empty] | SDGENRMT0003 | [5 empty] | 100 Watt Low power, Low Flow DC Circulation Pool Pump |  |  |  | Pools | 2017
[7 empty] | SDGEREHE0004 | [5 empty] | Tier 2 Advanced Power Strip replacing Standard Power Strip |  |  |  | Appliance or Plug Load | 2017
[9 empty] | PGE3PHVC152 |  |  |  | Economizer Control |  |  |  | HVAC | 2017
[9 empty] | PGE3PHVC156 |  |  |  | Condenser Coil Cleaning |  |  |  | HVAC | 2017
[9 empty] | PGE3PHVC157 |  |  |  | Unoccupied Supply Fan Control |  |  |  | HVAC | 2017
[9 empty] | PGE3PHVC158 |  |  |  | Evaporator Coil Cleaning |  |  |  | HVAC | 2017
[9 empty] | PGE3PHVC159 |  |  |  | Duct Test & Seal: Residential |  |  |  | HVAC | 2017
[9 empty] | PGE3PHVC160 |  |  |  | Refrigerant Charge |  |  |  | HVAC | 2017
[9 empty] | PGE3PMOT102 |  |  |  | Enhanced Time Delay BPM Motor |  |  |  | HVAC | 2017
[9 empty] | PGE3PPRO108 |  |  |  | Glycol Pump Motor VFD |  |  |  | Process | 2017
[9 empty] | PGE3PPRO109 |  |  |  | Outdoor Commercial Pool Covers |  |  |  | Pools | 2017
[9 empty] | PGE3PREF117 |  |  |  | Compressor Retrofit: Multiplex |  |  |  | Refrigeration | 2017
[9 empty] | PGE3PREF118 |  |  |  | Efficient Condenser: Air-Cooled to Evap |  |  |  | Refrigeration | 2017
[9 empty] | PGE3PREF119 |  |  |  | Efficient Condenser: Multiplex |  |  |  | Refrigeration | 2017
[9 empty] | PGE3PREF120 |  |  |  | SCT Control: Multiplex |  |  |  | Refrigeration | 2017
[9 empty] | PGE3PREF122 |  |  |  | Low Temp Coffin to Reach-In |  |  |  | Refrigeration | 2017
[9 empty] | PGE3PREF124 |  |  |  | Display Case ECM Motor Retrofit |  |  |  | Refrigeration | 2017
[9 empty] | PGE3PREF127 |  |  |  | Add Doors to Walk-in Cooler |  |  |  | Refrigeration | 2017
[9 empty] | PGE3PREF128 |  |  |  | Medium Temp Open Case Retrofit |  |  |  | Refrigeration | 2017
[9 empty] | PGE3PREF129 |  |  |  | Floating Head Pressure - Single Compressors |  |  |  | Refrigeration | 2017
[9 empty] | PGECOAGR119 |  |  |  | VFD for Irrigation Pumps |  |  |  | Agriculture | 2017
[9 empty] | PGECOALL106 |  |  |  | Home Energy Check Up |  |  |  | Appliance or Plug Load | 2017
[9 empty] | PGECOALL107 |  |  |  | Home Energy Reports |  |  |  | Appliance or Plug Load | 2017
[9 empty] | PGECOALL111 |  |  |  | Advanced Power Strip Tier 2 (APS Tier 2) |  |  |  | Appliance or Plug Load | 2017
[9 empty] | PGECOAPP123 |  |  |  | Ozone Laundry Nonresidential |  |  |  | Process | 2017
[9 empty] | PGECODHW101 |  |  |  | Domestic Water Heating Boiler |  |  |  | Water Heating | 2017
[9 empty] | PGECODHW114 |  |  |  | High Effic. Central Storage Type Nat. Gas Water He |  |  |  | Water Heating | 2017
[9 empty] | PGECODHW115 |  |  |  | Commercial Boiler Water Heating Control System |  |  |  | Water Heating | 2017
[9 empty] | PGECODHW122 |  |  |  | Instantaneous Water Heater |  |  |  | Water Heating | 2017
[9 empty] | PGECODHW126 |  |  |  | Demand Control for Centralized Water Heater Recirc |  |  |  | Water Heating | 2017
[9 empty] | PGECOFST117 |  |  |  | Commercial Conveyor Oven - Gas |  |  |  | Food Service | 2017
[9 empty] | PGECOFST125 |  |  |  | Pre Rinse Spray Valves |  |  |  | Food Service | 2017
[9 empty] | PGECOHVC101 |  |  |  | Space Heating Boiler |  |  |  | HVAC | 2017
[9 empty] | PGECOHVC104 |  |  |  | Pipe Insulation |  |  |  | HVAC | 2017
[9 empty] | PGECOHVC145 |  |  |  | 95 AFUE Furnace Res |  |  |  | HVAC | 2017
[9 empty] | PGECOHVC146 |  |  |  | 95 AFUE Furnace Nonres |  |  |  | HVAC | 2017
[9 empty] | PGECOHVC147 |  |  |  | 97 AFUE Furnace Res |  |  |  | HVAC | 2017
[9 empty] | PGECOLTG141 |  |  |  | LED PAR Lamps |  |  |  | Lighting | 2017
[9 empty] | PGECOLTG163 |  |  |  | LED Candelabra Replacements |  |  |  | Lighting | 2017
[9 empty] | PGECOLTG164 |  |  |  | LED Globe Lamps |  |  |  | Lighting | 2017
[9 empty] | PGECOLTG165 |  |  |  | LED A-Lamp |  |  |  | Lighting | 2017
[9 empty] | PGECOLTG174 |  |  |  | LED Refrigeration Case Lighting with Occupancy Sensors |  |  |  | Lighting | 2017
[9 empty] | PGECOLTG175 |  |  |  | LED Downlight Res Retrofit |  |  |  | Lighting | 2017
[9 empty] | PGECOLTG177 |  |  |  | LED BR/R Lamps |  |  |  | Lighting | 2017
[9 empty] | PGECOPRO101 |  |  |  | Water and Steam Process Boiler |  |  |  | Process | 2017
[9 empty] | PGECOPRO103 |  |  |  | Tank Insulation |  |  |  | Process | 2017
[9 empty] | PGECOPRO105 |  |  |  | Commercial Pool and Spa Heater |  |  |  | Pools | 2017
[9 empty] | PGECOPRO106 |  |  |  | Direct Contact Water Heater |  |  |  | Water Heating | 2017
[9 empty] | PGECOPUM105 |  |  |  | Motor Upgrade |  |  |  | Process | 2017
[9 empty] | PGECOREF111 |  |  |  | Vending Machine Controller |  |  |  | Appliance or Plug Load | 2017
[6 empty] | Total | 143 | 0 | 112 | 0
Note on S28: Martin Vu: Can we change this to new?
Note on N56: Jason H Wang: Duplicate of SCE13CC001?
Note on P56: Jason H Wang: Duplicate of SCE13CC001?

## Statewide Measure List (hidden)
Measures in IOU Workpapers, DEER (READI v.2.1.0), and the CMUA Technical Reference Manual
Last updated April 2015
Measure Count | 187
Measure Name | Measure Category | WP | DEER | TRM
Appliance Recycling | Appliance or Plug Load | x | x | x | Overlap
EE refrigerators | Appliance or Plug Load | x | x | x | Overlap
Evaporative Coolers | HVAC | x | x | x | Overlap
Furnace | HVAC | x | x | x | Overlap
Split and Packaged Air Conditioners and HP | HVAC | x | x | x | Overlap
Whole House Fan | HVAC | x | x | x | Overlap
Hot Water Boiler | Process | x | x | x | Overlap
Refrigeration Display Cases | Refrigeration | x | x | x | Overlap
Duct sealing | HVAC |  | x | x | Overlap
clothes washers | Appliance or Plug Load | x |  | x | IOU Non-DEER
Commercial Convection Oven | Food Service | x |  | x | IOU Non-DEER
Commercial Dishwashers | Food Service | x |  | x | IOU Non-DEER
Commercial Electric Combination Oven | Food Service | x |  | x | IOU Non-DEER
Commercial Electric Griddles | Food Service | x |  | x | IOU Non-DEER
Commercial Electric Steamers | Food Service | x |  | x | IOU Non-DEER
Commercial Ice Machines | Food Service | x |  | x | IOU Non-DEER
Commercial Pressure Fryer | Food Service | x |  | x | IOU Non-DEER
Insulated Hot Food Holding Cabinets | Food Service | x |  | x | IOU Non-DEER
Ductless Mini Splits | HVAC | x |  | x | IOU Non-DEER
Room Air Conditioner | HVAC | x |  | x | IOU Non-DEER
Interior LED Downlights | Lighting | x |  | x | IOU Non-DEER
Retrofit MR16, PAR20, PAR30, and PAR38 Fixtures with LED Lamps | Lighting | x |  | x | IOU Non-DEER
Vending Machine Controller | Miscellaneous | x |  | x | IOU Non-DEER
Residential Variable Speed Swimming Pool Pump | Pools | x |  | x | IOU Non-DEER
Anti-Sweat Heat (ASH) Controls | Refrigeration | x |  | x | IOU Non-DEER
Anti-Sweat Heater Display Doors | Refrigeration | x |  | x | IOU Non-DEER
Evaporator Fan Motors | Refrigeration | x |  | x | IOU Non-DEER
Refrigerated Storage Auto Closer | Refrigeration | x |  | x | IOU Non-DEER
Walk-in Cooler Evaporative Fan Cycling and VFD Control | Refrigeration | x |  | x | IOU Non-DEER
Ceiling fan | HVAC |  |  | x | POU TRM
Exterior LED Downlights | Lighting |  |  | x | POU TRM
LED Fuel Pump Canopy | Lighting |  |  | x | POU TRM
LED Outdoor Pole Decorative Fixture | Lighting |  |  | x | POU TRM
LED Parking garage | Lighting |  |  | x | POU TRM
LED Parking lot fixture | Lighting |  |  | x | POU TRM
LED Wallpack | Lighting |  |  | x | POU TRM
Energy Star UPS | Process |  |  | x | POU TRM
Refrigeration Strip Curtains | Refrigeration |  |  | x | POU TRM
Fenestration | Building Envelope | x | x |  | Overlap
air cooled chiller | HVAC | x | x |  | Overlap
Economizer | HVAC | x | x |  | Overlap
Economizer Repair | HVAC | x | x |  | Overlap
Heat Recovery | HVAC | x | x |  | Overlap
HVAC Fan EE Motors | HVAC | x | x |  | Overlap
HVAC Fan Motor VFD | HVAC | x | x |  | Overlap
Packaged Terminal Heat Pumps | HVAC | x | x |  | Overlap
Programmable Thermostat | HVAC | x | x |  | Overlap
Steam Boiler | HVAC | x | x |  | Overlap
water cooled chiller | HVAC | x | x |  | Overlap
Water source heat pump | HVAC | x | x |  | Overlap
Ceramic Metal Halide (CMH) | Lighting | x | x |  | Overlap
Exterior CFL Lamps and Fixtures | Lighting | x | x |  | Overlap
Exterior Induction Lighting | Lighting | x | x |  | Overlap
Fluorescent Lamp to Fluorescent Replacement | Lighting | x | x |  | Overlap
Interior CFL Lamps and Fixtures | Lighting | x | x |  | Overlap
Interior Induction Lighting | Lighting | x | x |  | Overlap
Occupancy Sensor | Lighting | x | x |  | Overlap
Refrigeration Head Pressure Controls | Refrigeration | x | x |  | Overlap
Refrigeration Night Covers | Refrigeration | x | x |  | Overlap
Commercial Storage Water Heater | Water Heating | x | x |  | Overlap
Commercial Tankless Water Heater | Water Heating | x | x |  | Overlap
Heat Pump Water Heater | Water Heating | x | x |  | Overlap
Recirculation Pump Time Clock | Water Heating | x | x |  | Overlap
Residential Storage Water Heater | Water Heating | x | x |  | Overlap
Residential Tankless Water Heater | Water Heating | x | x |  | Overlap
EE dishwashers (res) | Appliance or Plug Load |  | x |  | DEER
EE freezers | Appliance or Plug Load |  | x |  | DEER
Ceiling Insulation | Building Envelope |  | x |  | DEER
Cool Roof | Building Envelope |  | x |  | DEER
Floor Insulation | Building Envelope |  | x |  | DEER
Heat Curtain | Building Envelope |  | x |  | DEER
Wall insulation | Building Envelope |  | x |  | DEER
Central Plan VFD | HVAC |  | x |  | DEER
Central Plant Motors | HVAC |  | x |  | DEER
Chilled and Hot water loop reset | HVAC |  | x |  | DEER
Cooling Tower Fan Motors and Controls | HVAC |  | x |  | DEER
Damper controlled VAV | HVAC |  | x |  | DEER
Duct Insulation | HVAC |  | x |  | DEER
Supply Fan Time Clock | HVAC |  | x |  | DEER
LED Exit Sign | Lighting |  | x |  | DEER
Lighting Timeclock | Lighting |  | x |  | DEER
Refrigerated Warehouse Head Pressure Controls | Refrigeration |  | x |  | DEER
Agricultural Milk Transfer Pump VSD | Agriculture | x |  |  | IOU Non-DEER | x
Agricultural Pump System Overhaul for Pumps Up To 25 HP | Agriculture | x |  |  | IOU Non-DEER
Agricultural Ventilation Fans | Agriculture | x |  |  | IOU Non-DEER
CHR Unit - Electric and Gas | Agriculture | x |  |  | IOU Non-DEER
Farm Sprinkler to Micro Irrigation Conversion | Agriculture | x |  |  | IOU Non-DEER
Low Pressure Sprinkler Nozzles | Agriculture | x |  |  | IOU Non-DEER
Milk Cooling Scroll Compressor | Agriculture | x |  |  | IOU Non-DEER
Milk Pump VFD | Agriculture | x |  |  | IOU Non-DEER
Audio Equipment | Appliance or Plug Load | x |  |  | IOU Non-DEER
Beverage Merchandise Controller | Appliance or Plug Load | x |  |  | IOU Non-DEER
Blu-Ray and DVD Players | Appliance or Plug Load | x |  |  | IOU Non-DEER
clothes dryers | Appliance or Plug Load | x |  |  | IOU Non-DEER
EE TVs | Appliance or Plug Load | x |  |  | IOU Non-DEER
Industrial CO2 Laundry | Appliance or Plug Load | x |  |  | IOU Non-DEER
Ozone Laundry | Appliance or Plug Load | x |  |  | IOU Non-DEER
Plug Load | Appliance or Plug Load | x |  |  | IOU Non-DEER
Power Management Software for Networked Computers | Appliance or Plug Load | x |  |  | IOU Non-DEER
Set Top Boxes | Appliance or Plug Load | x |  |  | IOU Non-DEER
Smart Power Strips | Appliance or Plug Load | x |  |  | IOU Non-DEER
Weatherization | Building Envelope | x |  |  | IOU Non-DEER
Coml Conveyor Oven-Gas | Food Service | x |  |  | IOU Non-DEER
Commercial Electric Deck Oven | Food Service | x |  |  | IOU Non-DEER
Commercial Hand Wrap Machines | Food Service | x |  |  | IOU Non-DEER
Commercial High Density Universal Holding Cabinets | Food Service | x |  |  | IOU Non-DEER
Deck Ovens | Food Service | x |  |  | IOU Non-DEER
Double Oven | Food Service | x |  |  | IOU Non-DEER
Electric Fryers | Food Service | x |  |  | IOU Non-DEER
Exhaust Hood Demand Controlled Ventilation | Food Service | x |  |  | IOU Non-DEER
Finned-Bottom Stock Pot (Foodservice) | Food Service | x |  |  | IOU Non-DEER
Glass Door Freezers | Food Service | x |  |  | IOU Non-DEER
Low-Flow Pre-Rinse Spray Valves Direct Install | Food Service | x |  |  | IOU Non-DEER
Air Filter Alarm | HVAC | x |  |  | IOU Non-DEER
Air Filter Replacement | HVAC | x |  |  | IOU Non-DEER
Central Plant VFD | HVAC | x |  |  | IOU Non-DEER
Classroom HVAC Occupancy Sensor | HVAC | x |  |  | IOU Non-DEER
Commercial Condenser/Evaporator Coil Cleaning | HVAC | x |  |  | IOU Non-DEER
Commercial HVAC Fan cogged V-belt | HVAC | x |  |  | IOU Non-DEER
Commercial HVAC Fan Controls | HVAC | x |  |  | IOU Non-DEER
Commercial HVAC QM | HVAC | x |  |  | IOU Non-DEER
Dedicated Outdoor Air System | HVAC | x |  |  | IOU Non-DEER
Demand Control Ventilation | HVAC | x |  |  | IOU Non-DEER
Evaporative Condensers | HVAC | x |  |  | IOU Non-DEER
Gravity Wall Heater | HVAC | x |  |  | IOU Non-DEER
Heat Pump Electric Resistance Heaters | HVAC | x |  |  | IOU Non-DEER
High Performance Evaporatively Pre-Cooled Condenser | HVAC | x |  |  | IOU Non-DEER
Packaged HVAC Enhanced Ventilation | HVAC | x |  |  | IOU Non-DEER
Parking Structure Exhaust Fan Controls | HVAC | x |  |  | IOU Non-DEER
PTAC Controls | HVAC | x |  |  | IOU Non-DEER
Res HVAC QI | HVAC | x |  |  | IOU Non-DEER
Res HVAC QM | HVAC | x |  |  | IOU Non-DEER
Res HVAC to code | HVAC | x |  |  | IOU Non-DEER
Residential Condenser/Evaporator Coil Cleaning | HVAC | x |  |  | IOU Non-DEER
Residential HVAC Fan Controls | HVAC | x |  |  | IOU Non-DEER
Smart Thermostat | HVAC | x |  |  | IOU Non-DEER
Cold Cathode Lighting | Lighting | x |  |  | IOU Non-DEER
Dimming Ballast | Lighting | x |  |  | IOU Non-DEER
Display Case LEDs | Lighting | x |  |  | IOU Non-DEER
Exterior LED | Lighting | x |  |  | IOU Non-DEER
Fluorescent De-Lamping | Lighting | x |  |  | IOU Non-DEER
Interior Bi-Level Stairwell Lighting | Lighting | x |  |  | IOU Non-DEER
LED Channel Signs | Lighting | x |  |  | IOU Non-DEER
LED Exterior Landscape Lighting Fixture | Lighting | x |  |  | IOU Non-DEER
LED GU-24 Lamps | Lighting | x |  |  | IOU Non-DEER
LED High and Low Bay Fixtures | Lighting | x |  |  | IOU Non-DEER
LED Lamp Style Retrofit Kits | Lighting | x |  |  | IOU Non-DEER
LED Menu Boards | Lighting | x |  |  | IOU Non-DEER
LED Night Light | Lighting | x |  |  | IOU Non-DEER
LED Open Signs | Lighting | x |  |  | IOU Non-DEER
LED Pool and Spa Lighting | Lighting | x |  |  | IOU Non-DEER
LED Recessed Suspended or Surface Mounted Panels | Lighting | x |  |  | IOU Non-DEER
LED Street Lighting | Lighting | x |  |  | IOU Non-DEER
LED Troffer and Panel retrofits | Lighting | x |  |  | IOU Non-DEER
LED Vanity and Sconce Fixtures | Lighting | x |  |  | IOU Non-DEER
Outdoor Pathway LED | Lighting | x |  |  | IOU Non-DEER
Refrigerated Case Door Aisle Traffic Sensor | Lighting | x |  |  | IOU Non-DEER
High Density Dedicated Holding Bin Unit | Miscellaneous | x |  |  | IOU Non-DEER
Commercial Pool Cover | Pools | x |  |  | IOU Non-DEER
DC Circulation Pool Pump | Pools | x |  |  | IOU Non-DEER
Residential Variable Speed Spa and Wading Pool Pump | Pools | x |  |  | IOU Non-DEER
Robotic Pool Cleaners for Residential Pools | Pools | x |  |  | IOU Non-DEER
Spa/Pool Heater | Pools | x |  |  | IOU Non-DEER
Variable speed Pool Motors | Pools | x |  |  | IOU Non-DEER
Air Compressor Retrofit with VFD | Process | x |  |  | IOU Non-DEER
Air Compressor VFD Retrofit | Process | x |  |  | IOU Non-DEER
Boiler Cleaning | Process | x |  |  | IOU Non-DEER
Circulating Block Heater | Process | x |  |  | IOU Non-DEER
Cycling Air Dryers for Compressed Air Systems | Process | x |  |  | IOU Non-DEER
Electronic Zero Air Loss Condensate Drains for Compressed Air Systems | Process | x |  |  | IOU Non-DEER
Industrial Blower | Process | x |  |  | IOU Non-DEER
Pipe Insulation (Non-Space Conditioning) | Process | x |  |  | IOU Non-DEER
Process Fan VSD | Process | x |  |  | IOU Non-DEER
Steam Trap | Process | x |  |  | IOU Non-DEER
Tank Insulation | Process | x |  |  | IOU Non-DEER
Zero Air Loss Condensate Drains | Process | x |  |  | IOU Non-DEER
Bare Refrigeration Line Insulation | Refrigeration | x |  |  | IOU Non-DEER
Refrigeration Controls | Refrigeration | x |  |  | IOU Non-DEER
Ultra Low Temp Freezer | Refrigeration | x |  |  | IOU Non-DEER
Boiler Reset Controls | Water Heating | x |  |  | IOU Non-DEER
Central Boiler Tankless Water Heater | Water Heating | x |  |  | IOU Non-DEER
Demand Pump Controls | Water Heating | x |  |  | IOU Non-DEER
Direct Contact Water Heater | Water Heating | x |  |  | IOU Non-DEER
Faucet Aerator | Water Heating | x |  |  | IOU Non-DEER
Hot Water Line Insulation | Water Heating | x |  |  | IOU Non-DEER
Laminar Aerator | Water Heating | x |  |  | IOU Non-DEER
Low Flow Showerhead | Water Heating | x |  |  | IOU Non-DEER

## Statewide Measure Pivot Table (hidden)
Measure Source | (All)
Row Labels
Agricultural Milk Transfer Pump VSD
Agricultural Pump System Overhaul for Pumps Up To 25 HP
Agricultural Ventilation Fans
Air Compressor Retrofit with VFD
Air Compressor VFD Retrofit
air cooled chiller
Air Filter Alarm
Air Filter Replacement
Anti-Sweat Heat (ASH) Controls
Anti-Sweat Heater Display Doors
Appliance Recycling
Audio Equipment
Bare Refrigeration Line Insulation
Beverage Merchandise Controller
Blu-Ray and DVD Players
Boiler Cleaning
Boiler Reset Controls
Ceiling fan
Ceiling Insulation
Central Boiler Tankless Water Heater
Central Plan VFD
Central Plant Motors
Central Plant VFD
Ceramic Metal Halide (CMH)
Chilled and Hot water loop reset
CHR Unit - Electric and Gas
Circulating Block Heater
Classroom HVAC Occupancy Sensor
clothes dryers
clothes washers
Cold Cathode Lighting
Coml Conveyor Oven-Gas
Commercial Condenser/Evaporator Coil Cleaning
Commercial Convection Oven
Commercial Dishwashers
Commercial Electric Combination Oven
Commercial Electric Deck Oven
Commercial Electric Griddles
Commercial Electric Steamers
Commercial Hand Wrap Machines
Commercial High Density Universal Holding Cabinets
Commercial HVAC Fan cogged V-belt
Commercial HVAC Fan Controls
Commercial HVAC QM
Commercial Ice Machines
Commercial Pool Cover
Commercial Pressure Fryer
Commercial Storage Water Heater
Commercial Tankless Water Heater
Cool Roof
Cooling Tower Fan Motors and Controls
Cycling Air Dryers for Compressed Air Systems
Damper controlled VAV
DC Circulation Pool Pump
Deck Ovens
Dedicated Outdoor Air System
Demand Control Ventilation
Demand Pump Controls
Dimming Ballast
Direct Contact Water Heater
Display Case LEDs
Double Oven
Duct Insulation
Duct sealing
Ductless Mini Splits
Economizer
Economizer Repair
EE dishwashers (res)
EE freezers
EE refrigerators
EE TVs
Electric Fryers
Electronic Zero Air Loss Condensate Drains for Compressed Air Systems
Energy Star UPS
Evaporative Condensers
Evaporative Coolers
Evaporator Fan Motors
Exhaust Hood Demand Controlled Ventilation
Exterior CFL Lamps and Fixtures
Exterior Induction Lighting
Exterior LED
Exterior LED Downlights
Farm Sprinkler to Micro Irrigation Conversion
Faucet Aerator
Fenestration
Finned-Bottom Stock Pot (Foodservice)
Floor Insulation
Fluorescent De-Lamping
Fluorescent Lamp to Fluorescent Replacement
Furnace
Glass Door Freezers
Gravity Wall Heater
Heat Curtain
Heat Pump Electric Resistance Heaters
Heat Pump Water Heater
Heat Recovery
High Density Dedicated Holding Bin Unit
High Performance Evaporatively Pre-Cooled Condenser
Hot Water Boiler
Hot Water Line Insulation
HVAC Fan EE Motors
HVAC Fan Motor VFD
Industrial Blower
Industrial CO2 Laundry
Insulated Hot Food Holding Cabinets
Interior Bi-Level Stairwell Lighting
Interior CFL Lamps and Fixtures
Interior Induction Lighting
Interior LED Downlights
Laminar Aerator
LED Channel Signs
LED Exit Sign
LED Exterior Landscape Lighting Fixture
LED Fuel Pump Canopy
LED GU-24 Lamps
LED High and Low Bay Fixtures
LED Lamp Style Retrofit Kits
LED Menu Boards
LED Night Light
LED Open Signs
LED Outdoor Pole Decorative Fixture
LED Parking garage
LED Parking lot fixture
LED Pool and Spa Lighting
LED Recessed Suspended or Surface Mounted Panels
LED Street Lighting
LED Troffer and Panel retrofits
LED Vanity and Sconce Fixtures
LED Wallpack
Lighting Timeclock
Low Flow Showerhead
Low Pressure Sprinkler Nozzles
Low-Flow Pre-Rinse Spray Valves Direct Install
Milk Cooling Scroll Compressor
Milk Pump VFD
Occupancy Sensor
Outdoor Pathway LED
Ozone Laundry
Packaged HVAC Enhanced Ventilation
Packaged Terminal Heat Pumps
Parking Structure Exhaust Fan Controls
Pipe Insulation (Non-Space Conditioning)
Plug Load
Power Management Software for Networked Computers
Process Fan VSD
Programmable Thermostat
PTAC Controls
Recirculation Pump Time Clock
Refrigerated Case Door Aisle Traffic Sensor
Refrigerated Storage Auto Closer
Refrigerated Warehouse Head Pressure Controls
Refrigeration Controls
Refrigeration Display Cases
Refrigeration Head Pressure Controls
Refrigeration Night Covers
Refrigeration Strip Curtains
Res HVAC QI
Res HVAC QM
Res HVAC to code
Residential Condenser/Evaporator Coil Cleaning
Residential HVAC Fan Controls
Residential Storage Water Heater
Residential Tankless Water Heater
Residential Variable Speed Spa and Wading Pool Pump
Residential Variable Speed Swimming Pool Pump
Retrofit MR16, PAR20, PAR30, and PAR38 Fixtures with LED Lamps
Robotic Pool Cleaners for Residential Pools
Room Air Conditioner
Set Top Boxes
Smart Power Strips
Smart Thermostat
Spa/Pool Heater
Split and Packaged Air Conditioners and HP
Steam Boiler
Steam Trap
Supply Fan Time Clock
Tank Insulation
Ultra Low Temp Freezer
Variable speed Pool Motors
Vending Machine Controller
Walk-in Cooler Evaporative Fan Cycling and VFD Control
Wall insulation
water cooled chiller
Water source heat pump
Weatherization
Whole House Fan
Zero Air Loss Condensate Drains
Grand Total

## DEERPivotTables (hidden)
Row Labels
AppPlug
BldgEnv
ComRefrig
HVAC
Lighting
ProcRefrig
SHW
Grand Total

## All Workpapers (2017)
Customized Measures | Date Last Updated | [44 empty] | New
PG&E | 2017-10-13 | [44 empty] | Disposition
SCE | 2017-10-06 | [44 empty] | Changing
SDG&E | 2017-10-12
SCG | 2017-10-13
Workpaper Description & Code
Measure Name | Measure Number | SW Lead | Status | Active? | Comment | Comment | Comment | Comment | Comment | Comment | SCE WP# | Rev |  | PG&E WP# | Rev |  | SDG&E WP# | Rev |  | SCG WP# | Rev |  |  | POU TRM | Round 1 Review: Measures with 2 or more votes | Round 1 Review: Measures with 0/1 vote | Round 2 Review: Measures Expected to be in use in 2018 (Y/N) |  |  |  |  | Round 2 Summary | 2017 Revisions Due to Existing Conditions Baseline Ruling (Y/N) |  |  |  | 2017 Revisions Due to Disposition or other CPUC Requirements (Y/N) |  |  |  | Revision Expected Due to Baseline (B) Ruling or Disposition (D) | Technology Category | PG&E Comments | SCE Comments | SCG Comments | eTRM Status | Position | PG&E Position | Position Formula | 2018
[5 empty] | 2017-05-01 | 2017-06-01 | 2017-07-01 | 2017-08-01 | 2017-09-01 | 2017-10-01 | [16 empty] | SCE | PG&E | SDG&E | SCG | LADWP | # VOTES | SCE | PG&E | SDG&E | SCG | SCE | PG&E | SDG&E | SCG | Y-B or Y-D
Agricultural Milk Vacuum Pump VSD | 3.09 |  | Retired | Inactive | [9 empty] | PGE3PAGR116 | R0 | 3.09 | [9 empty] | 1 |  | N |  |  |  | 0 |  | N |  |  |  | N |  |  |  | Agriculture |  |  |  | n/a | 1 | 4 | #N/A | n/a
Agricultural Pump System Overhaul for Pumps Up To 25 HP | 3.01 |  | In Use | Active | [6 empty] | SCE13PR003 | 2 | 3.01 | PGECOAGR120 | R1 | 3.01 | WPSDGENRPR0002 | 0 | 3.01 | [5 empty] | 1 |  |  | Y | N |  |  | 1 | Y | N |  |  |  | N |  |  | Y-B | Agriculture |  |  |  | 2017 | 2 | 69 | 2 | n/a
Agricultural Ventilation Fans | 3.02 |  | In Use | Active | 2017-08-01: October update - PG&E |  |  |  | PGE3PAGR117 | R7 | 3.02 | [8 empty] | 1 |  |  | Y |  |  |  | 1 |  | N |  |  |  | N |  |  |  | Agriculture |  |  |  | 2017 | 3 | 5 | 3 | n/a
CHR Unit - Electric and Gas | 3.08 |  | Retired | Inactive | [9 empty] | PGE3PAGR115 | R0 | 3.08 | [9 empty] | 1 |  | N |  |  |  | 0 |  | N |  |  |  | N |  |  |  | Agriculture |  |  |  | n/a | 4 | 3 | 4 | n/a
Farm Sprinkler to Micro Irrigation Conversion | 3.03 |  | In Use | Active | [6 empty] | SCE13WP003 | 1 | 3.03 | PGECOAGR111 | R6 | 3.03 | WPSDGENRAG0001 | 1 | 3.03 | [5 empty] | 1 |  |  | Y | Y |  |  | 1 |  | N |  |  | Y? | N |  |  | Y-D | Agriculture |  | SCE has retired. May want to re-introduce if water-enargy improves TRC and ISP issues raised by CPUC are addresed. |  | 2017 | 5 | 64 | 5 | n/a
Low Pressure Sprinkler Nozzles | 3.04 |  | In Use | Active | [6 empty] | SCE13WP007 | 0 | 3.04 | PGECOAGR112 | R6 | 3.04 | WPSDGENRAG0002 | [7 empty] | 2 | 1 |  | N | Y |  |  | 0 |  | N |  |  | Y? | N |  |  | Y-D | Agriculture |  | SCE has retired. May want to re-introduce if water-enargy improves TRC and ISP issues raised by CPUC are addresed. |  | 2017 | 6 | 65 | 6 | n/a
Milk Cooling Scroll Compressor | 3.06 |  | Retired | Inactive | [9 empty] | PGE3PAGR113 | 3 | 3.06 | [9 empty] | 1 |  | Y |  |  |  | 1 |  | N |  |  |  | N |  |  |  | Agriculture |  |  |  | 2018 | 7 | 1 | 7 | 1
Milk Pump VFD | 3.13 |  | Retired | Inactive | [9 empty] | PGE3PAGR114 | R0 | 3.13 | [9 empty] | 1 |  | N |  |  |  | 0 |  | N |  |  |  | N |  |  |  | Agriculture |  |  |  | n/a | 8 | 2 | 8 | n/a
Milk Transfer Pump VSD | 3.10 |  | Retired | Inactive | [6 empty] | SCE13PR004 | 2 | 3.10 | PGE3PAGR118 | R1 | 3.10 | [9 empty] | 1 |  | N |  |  |  | 0 |  | N |  |  |  | N |  |  |  | Agriculture |  |  |  | n/a | 9 | 6 | 9 | n/a
Variable Frequency Drive on Agricultural Well Pumps (<=300hp) NEW Express only | 3.05 |  | In Use | Active | 2017-05-01: May Update - SDG&E; 2017-06-01: June Update - SDG&E | PGECOAGR119 | R3 | 3.05 | PGECOAGR119 | R3 | 3.05 | WPSDGENRPR0005 | [7 empty] | 1 |  |  | Y | Y |  |  | 1 |  | N |  |  |  | N |  |  |  | Agriculture |  |  |  | 2017 | 10 | 66 | 10 | n/a
| none | [24 empty] | 1 |  |  |  | N |  | 0 |  |  |  | N |  |  |  | N |  | Appliance or Plug Load |  |  |  | n/a | 11 | 11 | #N/A | n/a
Audio Equipment | 7.19 | SCE | [8 empty] | SCE13CS008 | 2 | 7.19 | [12 empty] | 1 | [5 empty] | 0 | [9 empty] | Appliance or Plug Load |  |  |  | n/a | 12 | 12 | 12 | n/a
Beverage Merchandise Controller | 7.18 | SCE |  |  | 2017-09-01: 4818 Baseline Update - SCE | SCE13CS005 |  | 7.18 | PGE3PLTG168 | 1 | [9 empty] | 1 |  |  | N |  |  |  | 0 |  | N |  |  |  | N |  |  |  | Appliance or Plug Load | PGE3PLTG168 MERGED INTO PGECOREF111 USING SCE WP |  |  | 2017 | 13 | 25 | 13 | n/a
Vending Machine Controller | 7.18 | [12 empty] | PGECOREF111 | 5 | 7.18 | WPSDGENRCS0001 | [6 empty] | Y | 1 |  |  | Y | Y |  |  | 1 |  | N |  |  |  | N |  |  |  | Appliance or Plug Load |  |  |  | 2017 | 14 | 297 | 14 | n/a
Blu-Ray and DVD Players | 7.20 | SCE | [8 empty] | SCE13CS009 | 2 | 7.20 | [12 empty] | 1 | [5 empty] | 0 | [9 empty] | Appliance or Plug Load |  |  |  | n/a | 15 | 15 | 15 | n/a
Clothes Washer Recycling | 7.08 | SCG |  | Inactive | [15 empty] | WPSCGREAP150604A | 2 | Rev02 | 7.08 |  |  | 1 |  |  |  | N |  | 0 |  |  |  | N |  |  |  | N |  | Appliance or Plug Load |  |  | See SCG WP ID | n/a | 16 | 16 | 16 | n/a
Cold Water Default Clothes Washer | none | SCG |  | Inactive | 2017-08-01: Product not avail in the market, and measure no longer offered by SCG. - SCG | [9 empty] | WPSCGREAP120531A |  | Rev03 | [7 empty] | N |  | 0 |  |  |  | N |  |  |  | N |  | Appliance or Plug Load |  |  | See SCG WP ID | n/a | 17 | 17 | 17 | 0
Commercial Reach-In Refrigerators and Freezers | 1.22 | SCE | [8 empty] | SCE13CC001 | 3 | 1.22 | PGECOFST123 | 3 | 1.22 | [8 empty] | 1 |  |  | Y |  |  |  | 1 |  | N |  |  | Y | N |  |  | Y-D | Refrigeration |  | Revision in progress due to new DOE standards |  | 2017 | 18 | 136 | 18 | n/a
Data Analytics Platform | 7.25 | SCE | [8 empty] | SCE17CS013 |  | 7.25 | [17 empty] | Y | 1 | [9 empty] | Appliance or Plug Load |  | New |  | 2018 | 19 | 19 | 19 | 1
Energy Efficient TV | none | SDG&E | [14 empty] | WPSDGEREHE0001 | [8 empty] | 1 |  |  | N |  |  | 0 | [9 empty] | Appliance or Plug Load |  |  |  | n/a | 20 | 20 | 20 | n/a
Energy Star Clothes Dryers | 7.04 | SCE | [8 empty] | SCE13AP008 |  | 7.04 | PGECOAPP129 | 1 | 7.04 | TBD | [7 empty] | 1 |  |  | N |  | Y |  | 1 |  | N |  | N |  | N |  | N |  | Appliance or Plug Load |  |  |  | 2017 | 21 | 94 | 21 | n/a
Energy Star Clothes Washers | 7.05 | PG&E | [8 empty] | SCE13AP003 | 1 | 7.05 | PGECOAPP127 | 3 | 7.05 |  |  |  | WPSCGREAP140211A | 0 | Rev00 | 7.05 | Y | 1 |  |  | Y |  | Y |  | 2 |  | N |  | N |  | N |  | N |  | Appliance or Plug Load |  |  |  | 2017 | 22 | 92 | 22 | n/a
Energy Star Refrigerator | 7.01 | PG&E | [8 empty] | SCE13AP001 | 3 | 7.01 | PGECOAPP124 | 2 | 7.01 | [7 empty] | Y | 1 |  |  | N |  |  |  | 0 |  | N |  |  |  | N |  |  |  | Appliance or Plug Load |  |  |  | 2017 | 23 | 90 | 23 | n/a
Home Energy Check Up | 7.33 | PG&E | [11 empty] | PGECOALL106 | 0 | 7.33 | [11 empty] | Y |  |  |  | 1 |  | N |  |  |  | N |  |  |  | Appliance or Plug Load |  |  |  | 2018 | 24 | 78 | 24 | 1
Home Energy Reports | 7.34 | PG&E | [11 empty] | PGECOALL107 | 0 | 7.34 | [11 empty] | Y |  |  |  | 1 |  | N |  |  |  | N |  |  |  | Appliance or Plug Load |  | These are ex post measures and should not have a WP |  | 2018 | 25 | 79 | 25 | 1
Industrial CO2 Laundry | none |  | New WP Idea | Inactive | [21 empty] | 1 | [5 empty] | 0 | [9 empty] | Appliance or Plug Load |  |  |  | n/a | 26 | 26 | 26 | n/a
In-Home Displays | 7.28 | SCE | [8 empty] | SCE17CS016 |  | 7.28 | [17 empty] | Y | 1 | [9 empty] | Appliance or Plug Load |  | New |  | 2018 | 27 | 27 | 27 | 1
Load Monitor | 7.29 | SCE | [8 empty] | SCE17CS015 |  | 7.29 | [17 empty] | Y | 1 | [9 empty] | Appliance or Plug Load |  | New |  | 2018 | 28 | 28 | 28 | 1
Ozone Laundry Nonresidential | 7.09 |  |  |  | 2017-06-01: Add building types - PG&E; 2017-07-01: WP update expected July - PG&E; 2017-08-01: To be submitted Aug 2017 |  |  |  | PGECOAPP123 | 5 | 7.09 | WPSDGENRWH0021 | [6 empty] | Y | 1 |  |  | Y | Y | Y |  | 2 |  | N |  | N |  | N |  | N |  | Appliance or Plug Load |  |  |  | 2017 | 29 | 88 | 29 | n/a
Power Management Software for Networked Computers | 7.15 | SCE |  |  | 2017-09-01: 4818 Baseline update, Cost updates - SCE | SCE13OE001 | 0 | 7.15 | PGECOCOM105 | 5 | 7.15 | WPSDGENROE0001 | 1 | 7.15 | [5 empty] | 1 |  |  | N |  |  |  | 0 |  | N |  |  |  | N |  |  |  | Appliance or Plug Load |  |  |  | 2017 | 30 | 97 | 30 | n/a
Recycling of Appliances Preventing Continued Use | 7.03 | PG&E | [8 empty] | SCE13AP007 | 1 | 7.03 | PGECOAPP119 | 6 | 7.03 | [9 empty] | 1 |  | N |  |  |  | 0 |  | N |  |  |  | N |  |  |  | Appliance or Plug Load |  | Retired |  | n/a | 31 | 85 | 31 | n/a
Res Ozone Laundry | none | [23 empty] | 1 | [6 empty] | 0 | [9 empty] | Appliance or Plug Load |  |  |  | 2017 | 32 | 32 | 32 | n/a | Remove - No workpaper; not expected by PG&E or SCG.
Retail Plug Load | 7.14 | PG&E |  |  | 2017-10-01: Update workpaper with new measures for the 2018 program year. |  |  |  | PGECOAPP128 | 0 | 7.14 | [8 empty] | 1 |  |  | Y |  |  |  | 1 |  | N |  |  |  | N |  |  |  | Appliance or Plug Load |  |  |  | 2017 | 33 | 93 | 33 | n/a
Set Top Boxes | 7.22 | SCE | [8 empty] | SCE13CS007 |  | 7.22 | [12 empty] | 1 | [5 empty] | 0 | [9 empty] | Appliance or Plug Load |  |  |  | n/a | 34 | 34 | 34 | n/a
Smart Power Strips | 7.16 | SCE | [8 empty] | SCE13CS002 | 3 | 7.16 | PGECOALL101 | 6 | 7.16 | WPSDGEREHE0003 | 0 | 7.16 |  |  |  |  | Y | 1 |  |  | Y | N |  |  | 1 |  | N |  |  |  | N |  |  |  | Appliance or Plug Load |  |  |  | 2017 | 35 | 74 | 35 | n/a
Smart/Connected Plugs | 7.30 | SCE | [8 empty] | SCE17CS012 |  | 7.30 | [17 empty] | Y | 1 | [9 empty] | Appliance or Plug Load |  | New |  | 2018 | 36 | 36 | 36 | 1
Smart/Connected Refrigerator | 7.02 | SCE | [8 empty] | SCE17AP009 | 0 | 7.02 | [17 empty] | Y | 1 | [9 empty] | Appliance or Plug Load |  | New |  | 2018 | 37 | 37 | 37 | 1
Tier 2 Advanced Power Strip | 7.17 | SDG&E |  |  | 2017-07-01: Collaborating with PGE/CPUC EA team on adding a 3rd manufacture | SDGEREHE0004 |  |  | PGECOALL111 |  | 7.17 | WPSDGEREHE0004 | 1 | 7.17 | [5 empty] | 1 |  |  | Y | Y |  |  | 1 |  | N |  |  |  | N |  |  |  | Appliance or Plug Load |  |  |  | 2017 | 38 | 81 | 38 | n/a
Smart/Connected Tier 2 Power Strips | 7.31 | SCE |  |  | 2017-06-01: In-Progress- SCE; 2017-07-01: In Progress- SCE; 2017-10-01: Submittal planned for Oct 2017 - SCE | SCE17CS014 |  | 7.31 | [17 empty] | Y | 1 | [9 empty] | Appliance or Plug Load |  | New |  | 2018 | 39 | 39 | 39 | 1
Smart/Connected Washer | 7.26 | SCE | [8 empty] | SCE17AP008 |  | 7.26 | [17 empty] | Y | 1 | [9 empty] | Appliance or Plug Load |  | New |  | 2018 | 40 | 40 | 40 | 1
Smart/Connected Whole Home Bundle | 7.27 | SCE | [8 empty] | SCE17CS010 |  | 7.27 | [17 empty] | Y | 1 | [9 empty] | Appliance or Plug Load |  | New |  | 2018 | 41 | 41 | 41 | 1
SmartHub | 7.32 | SCE | [8 empty] | SCE17CS011 |  | 7.32 | [17 empty] | Y | 1 | [9 empty] | Appliance or Plug Load |  | New |  | 2018 | 42 | 42 | 42 | 1
Radiant Barrier | 8.03 | [9 empty] | SCE13BS011 |  | 8.03 | [18 empty] | 0 | [9 empty] | Building Envelope |  |  |  | n/a | 43 | 43 | 43 | 0
Reflective Window Film | 8.01 | [9 empty] | SCE13HC002 | 2 | 8.01 | PGECOBLD108 |  | 8.01 | WPSDGENRBS0001 | 1 | 8.01 |  |  |  |  | Y |  |  | Y | N | Y |  | Y | 3 |  | N |  |  |  | N |  |  |  | Building Envelope |  | Retired |  | 2018 | 44 | 96 | 44 | 3
Tint Window Retrofit | 8.02 | SCE | [8 empty] | SCE13HC051 | 2 | 8.02 | [13 empty] | N |  |  |  | Y | 1 | [9 empty] | Building Envelope |  |  |  | 2018 | 45 | 45 | 45 | 1
Weatherization | 8.04 | [9 empty] | SCE13BS012 |  | 8.04 | [10 empty] | Y | [6 empty] | Y | 1 | [9 empty] | Building Envelope |  | Retired |  | 2018 | 46 | 46 | 46 | 1
Coml Conveyor Oven-Gas | 2.08 | [12 empty] | PGECOFST117 | R6 | 2.08 | WPSDGENRCC0015 | 0 | 2.08 | [5 empty] | 1 |  |  | Y |  | y |  | 2 |  | N |  | N |  | N |  | N |  | Food Service |  |  |  | 2017 | 47 | 135 | 47 | n/a
Commercial Convection Oven | 2.01 | PG&E | [8 empty] | SCE13CC011 | R4 | 2.01 | PGECOFST101 | R6 | 2.01 | [7 empty] | Y | 1 |  |  | Y |  | y |  | 2 |  | N |  | N |  | N |  | N |  | Food Service |  |  |  | 2017 | 48 | 119 | 48 | n/a
Commercial Dishwashers | 2.02 | PG&E |  |  | 2017-07-01: Adopted PG&E Workpaper- SCE |  |  |  | PGECOFST126 | R0 | 2.02 |  |  |  | TBD |  |  |  | Y | 1 |  |  | Y |  | Y |  | 2 |  | N |  | N |  | N |  | N |  | Food Service |  | Water-energy |  | 2017 | 49 | 144 | 49 | n/a
Commercial Electric Combination Oven | 2.03 | PG&E | [8 empty] | SCE13CC006 | 2 | 2.03 | PGECOFST100 | R6 | 2.03 | [7 empty] | Y | 1 |  |  | Y |  |  |  | 1 |  | N |  |  |  | N |  |  |  | Food Service |  |  |  | 2017 | 50 | 118 | 50 | n/a
Commercial Electric Deck Oven | 2.14 | SCE | [8 empty] | SCE13CC012 |  |  | PGECOFST109 | R6 | 2.14 | WPSDGENRCC0011 | 2.1 | 2.14 | [5 empty] | 1 |  |  | Y | Y |  |  | 1 |  | N |  |  |  | N |  |  |  | Food Service |  |  |  | 2017 | 51 | 129 | 51 | n/a
Commercial Electric Griddles | 2.04 | PG&E | [8 empty] | SCE13CC005 | 3 | 2.04 | PGECOFST103 | R7 | 2.04 | [7 empty] | Y | 1 |  |  | Y |  |  |  | 1 |  | N |  |  |  | N |  |  |  | Food Service |  |  |  | 2017 | 52 | 122 | 52 | n/a
Commercial Electric Steamers | 2.05 | PG&E | [8 empty] | SCE13CC002 | 2 | 2.05 | PGECOFST104 | R6 | 2.05 | [7 empty] | Y | 1 |  |  | Y |  |  |  | 1 |  | N |  |  |  | N |  |  |  | Food Service |  | Water-energy |  | 2017 | 53 | 123 | 53 | n/a
Commercial Hand Wrap Machines | 2.10 | SCE | [8 empty] | SCE17CC014 | 0 | 2.10 | [11 empty] | 1 | [6 empty] | 0 | [9 empty] | Food Service |  |  |  | 2017 | 54 | 54 | 54 | n/a
Commercial High Density Universal Holding Cabinets | 2.17 | SCE | [8 empty] | SCE13CC015 |  | 2.17 | [11 empty] | 1 | [6 empty] | 0 | [9 empty] | Food Service |  |  |  | 2017 | 55 | 55 | 55 | n/a
Commercial Ice Machines | 2.06 | PG&E |  |  | 2017-09-01: Code update for 1/1/2018 - PG&E; 2017-10-01: Code update for 1/1/2018 - PG&E | SCE13CC007 | 3 | 2.06 | PGECOFST108 | R5 | 2.06 | [7 empty] | Y | 1 |  |  | Y |  |  |  | 1 |  | N |  |  |  | N |  |  |  | Food Service |  | Water-energy |  | 2017 | 56 | 127 | 56 | n/a
Commercial Pressure Fryer | 2.16 | SCE | [8 empty] | SCE13CC013 |  | 2.16 | [12 empty] | 1 | [5 empty] | 0 | [9 empty] | Food Service |  |  |  | n/a | 57 | 57 | 57 | n/a
Deck Ovens | none | PG&E | [11 empty] | PGECOFST124 | [11 empty] | 1 |  | N |  |  |  | 0 |  | N |  |  |  | N |  |  |  | Food Service |  |  |  | n/a | 58 | 137 | 58 | n/a
Double Oven | none | [24 empty] | 1 | [5 empty] | 0 | [9 empty] | Food Service |  |  |  | n/a | 59 | 59 | 59 | n/a
Electric Fryers | 2.11 | PG&E | [8 empty] | SCE13CC004 | 2 | 2.11 | PGECOFST102 | R6 | 2.11 | [7 empty] | Y | 1 |  |  | Y |  |  |  | 1 |  | N |  |  |  | N |  |  |  | Food Service |  |  |  | 2017 | 60 | 121 | 60 | n/a
Exhaust Hood Demand Controlled Ventilation | 2.12 | SCE |  |  | 2017-09-01: 4818 Cost Update, Baseline Update - SCE | SCE13CC008 | 2 | 2.12 | PGECOFST116 | R5 | 2.12 | [7 empty] | Y | 1 |  |  | Y |  |  |  | 1 |  | N |  |  |  | N |  |  |  | Food Service |  |  |  | 2017 | 61 | 134 | 61 | n/a
Finned-Bottom Stock Pot (Foodservice) | 2.15 | SDG&E | [14 empty] | WPSDGENRCC0021 | 0.1 | 2.15 | [6 empty] | 1 | [5 empty] | 0 | [9 empty] | Food Service |  |  |  | n/a | 62 | 62 | 62 | n/a
Glass Door Freezers | none | [30 empty] | 0 | [9 empty] | Food Service |  |  |  | n/a | 63 | 63 | 63 | n/a
Insulated Hot Food Holding Cabinets | 2.07 | PG&E | [8 empty] | SCE13CC003 | 2 | 2.07 | PGECOFST105 | R5 | 2.07 | [7 empty] | Y | 1 |  |  | Y |  |  |  | 1 |  | N |  |  |  | N |  |  |  | Food Service |  |  |  | 2017 | 64 | 126 | 64 | n/a
Low-Flow Pre-Rinse Spray Valves Direct Install | 2.13 | [12 empty] | PGECOFST125 | R1 | 2.13 | WPSDGENRWH0012 | R1 | 2.13 | WPSCGNRWH121113A |  | Rev03 |  |  | 1 |  |  | Y | Y | Y |  | 2 |  | N |  | N |  | N |  | N |  | Food Service |  | Water-energy | See SCG WP ID | 2017 | 65 | 138 | 65 | n/a
Air Cooled Packaged Chillers | 5.39 | SCE | [8 empty] | SCE13HC030 |  | 5.39 | PGECOHVC120 |  | 5.39 | [10 empty] | Y | Y |  |  | Y | 3 |  | N |  |  |  | N |  |  |  | HVAC |  |  |  | 2018 | 66 | 159 | 66 | 3
Air Filter Alarm | 5.29 | SCE | [8 empty] | SCE13HC011 |  | 5.29 | [13 empty] | Y |  |  |  |  | 1 | [9 empty] | HVAC |  |  |  | 2018 | 67 | 67 | 67 | 1
Air Filter Replacement | 5.29 | SDG&E | [14 empty] | WPSDGENRHC1030 |  | 5.29 | [9 empty] | Y |  |  | 1 | [9 empty] | HVAC |  |  |  | 2018 | 68 | 68 | 68 | 1
Air Handler Variable Speed Motor | 5.16 | PG&E | [8 empty] | SCE13HC031 |  | 5.16 | PGECOHVC125 |  | 5.16 | [11 empty] | Y |  |  | Y | 2 |  | N |  |  |  | N |  |  |  | HVAC |  |  |  | 2018 | 69 | 163 | 69 | 2
Brushless Fan Motor for Central AC | 5.42 | SCE | [8 empty] | SCE13HC028 |  | 5.42 | [13 empty] | Y |  |  |  |  | 1 | [9 empty] | HVAC |  |  |  | 2018 | 70 | 70 | 70 | 1
Calif Cilmate AC Upgradex | 5.13 | SDG&E | [14 empty] | WPSDGEREHC0025 |  | 5.13 | [12 empty] | 0 | [9 empty] | HVAC |  |  |  | n/a | 71 | 71 | 71 | 0
Classroom HVAC Occupancy Sensor | 5.21 | SCE | [8 empty] | SCE13HC060 |  | 5.21 | [13 empty] | N |  |  |  |  | 0 | [9 empty] | HVAC |  |  |  | n/a | 72 | 72 | 72 | 0
Cogged V-belt Non-residential HVAC Fans | 5.50 | PG&E | [8 empty] | SCE13HC040 |  | 5.50 | PGECOHVC144 |  | 5.50 | [10 empty] | Y | Y |  |  |  | 2 |  | N |  |  |  | N |  |  |  | HVAC |  |  |  | 2018 | 73 | 178 | 73 | 2
Commercial Condenser Coil Cleaning | 5.32 | PG&E |  |  | 2017-05-01: May Update - SDG&E; 2017-06-01: June Update - SDG&E | PGE3PHVC156 |  | 5.32 | PGE3PHVC156 |  | 5.32 | WPSDGENRHC1020 |  | 5.32 | [7 empty] | Y | Y | Y |  |  | 3 |  | N |  |  |  | N |  |  |  | HVAC |  |  |  | 2018 | 74 | 14 | 74 | 3
Commercial Condenser Coil Combing | 5.32 | SDG&E | [14 empty] | WPSDGENRHC1040 |  | 5.32 | [9 empty] | Y |  |  | 1 | [9 empty] | HVAC |  |  |  | 2018 | 75 | 75 | 75 | 1
Commercial Economizer | 5.01 | SCE | [8 empty] | SCE13HC046 |  | 5.01 | [17 empty] | y | 1 | [9 empty] | HVAC |  |  |  | 2018 | 76 | 76 | 76 | 1
Commercial Evaporator Coil Cleaning | 5.31 | SDG&E | [14 empty] | WPSDGENRHC1010 |  | 5.31 | [12 empty] | 0 | [9 empty] | HVAC |  |  |  | n/a | 77 | 77 | 77 | 0
Comprehensive Commercial HVAC Rooftop Unit Quality Maintenance | 5.12 | PG&E | [8 empty] | SCE13HC037 |  | 5.12 | PGECOHVC138 |  | 5.12 | [11 empty] | N |  |  |  | 0 |  | N |  |  |  | N |  |  |  | HVAC |  |  |  | n/a | 78 | 170 | 78 | 0
Demand Control Ventilation | 5.06 | PG&E |  |  | 2017-09-01: 4818 Cost Update, Baseline Update - SCE | SCE13HC061 |  | 5.06 | PGECOHVC168 |  | 5.06 | [10 empty] | Y | Y |  |  | y | 3 |  | N |  |  |  | N |  |  |  | HVAC |  |  |  | 2018 | 79 | 206 | 79 | 3
Direct Evaporative Coolers | 5.35 | PG&E |  |  | 2017-09-01: 4818 Baseline Update - SCE; New workpaper adoption for limited CZ only - SDG&E; 2017-10-01: New workpaper adoption for limited CZ only - SDG&E | SCE13HC013 |  | 5.35 | PGECOHVC163 |  | 5.35 | WPSDGEREHC0031 | [9 empty] | Y | Y |  |  | Y | 3 |  | N |  |  |  | N |  |  |  | HVAC |  | Water-energy |  | 2018 | 80 | 193 | 80 | 3
Direct-Indirect Evaporative Coolers | 5.36 | PG&E | [8 empty] | SCE13HC017 |  | 5.36 | PGECOHVC164 |  | 5.36 | [11 empty] | Y |  |  | Y | 2 |  | N |  |  |  | N |  |  |  | HVAC |  | Water-energy |  | 2018 | 81 | 196 | 81 | 2
Duct Test & Seal: Residential | 5.09 | PG&E | [11 empty] | PGE3PHVC159 |  | 5.09 | [7 empty] | Y |  |  |  | Y |  |  |  | 1 |  | N |  |  |  | N |  |  |  | HVAC |  |  |  | 2018 | 82 | 22 | 82 | 1
Ductless Mini-Split AC Units under 24 kBtuh | 5.28 | SCE | [8 empty] | SCE13HC032 |  | 5.28 | [11 empty] | 1 | [6 empty] | 0 | [9 empty] | HVAC |  |  |  | 2017 | 83 | 83 | 83 | n/a
Ductless Mini-Split and Multi-Split AC and HP units under 65kBtuh | 5.28 | SCE | [8 empty] | SCE13HC033 |  | 5.28 | [11 empty] | 1 | [6 empty] | 0 | [9 empty] | HVAC |  |  |  | 2017 | 84 | 84 | 84 | n/a
Economizer Control | 5.01 | PG&E | [8 empty] | PGE3PHVC152 |  | 5.01 | PGE3PHVC152 |  | 5.01 | [10 empty] | Y | Y |  |  | Y | 3 |  | N |  |  |  | N |  |  |  | HVAC |  |  |  | 2018 | 85 | 10 | 85 | 3
Economizer Control for Package AC | 5.01 | SDG&E | [14 empty] | WPSDGENRHC0028 |  | 5.01 | [9 empty] | Y |  | Y | 2 | [9 empty] | HVAC |  |  |  | 2018 | 86 | 86 | 86 | 2
Economizer Repair ADEC AC Only Units | 5.02 | PG&E | [8 empty] | PGE3PHVC151 |  | 5.02 | [13 empty] | Y |  |  |  | Y | 2 | [9 empty] | HVAC |  |  |  | 2018 | 87 | 87 | 87 | 2
Economizer Repair for Entertainment Center | 5.02 | PG&E | [8 empty] | SCE13HC044 |  | 5.02 | PGE3PHVC151 |  | 5.02 | [10 empty] | Y | Y |  |  | Y | 3 |  | N |  |  |  | N |  |  |  | HVAC |  |  |  | 2018 | 88 | 9 | 88 | 3
Economizer Repair for Package AC | 5.02 | SDG&E | [14 empty] | WPSDGENRHC0027 |  | 5.02 | [9 empty] | Y |  | Y | 2 | [9 empty] | HVAC |  |  |  | 2018 | 89 | 89 | 89 | 2
Efficient Fan Controller for Residential Air Conditioners | 5.13 | SCE | [8 empty] | SCE13HC052 |  | 5.13 | PGE3PHVC150 |  | 5.13 | WPSDGEREHC0024 |  | 5.13 | [7 empty] | N | Y | Y |  | Y | 3 |  | N |  |  |  | N |  |  |  | HVAC |  |  |  | 2018 | 90 | 8 | 90 | 3
Energy Star Room Air Conditioners | 5.37 | SCE | [8 empty] | SCE13HC001 |  | 5.37 |  |  |  | WPSDGEREHC1060 |  | 5.37 |  |  |  |  | Y |  |  | Y |  |  |  |  | 1 | [9 empty] | HVAC |  |  |  | 2018 | 91 | 91 | 91 | 1
Enhanced Time Delay BPM Motor | 5.42 | PG&E | [11 empty] | PGE3PMOT102 |  | 5.42 | [11 empty] | Y |  |  |  | 1 |  | N |  |  |  | N |  |  |  | HVAC |  |  |  | 2018 | 92 | 35 | 92 | 1
Enhanced Ventilation for Packaged HVAC Units with Gas Heating and Package HPs | 5.49 | PG&E |  |  | 2017-05-01: May Update - SDG&E; 2017-06-01: June Update - SDG&E | SCE13HC045 |  | 5.49 | PGECOHVC143 |  | 5.49 | WPSDGEREHC0029 |  | 5.27 | [7 empty] | Y | Y |  |  | Y | 2 |  | N |  |  |  | N |  |  |  | HVAC |  |  |  | 2018 | 93 | 177 | 93 | 2
Evaporator Coil Cleaning | 5.31 | PG&E | [8 empty] | PGE3PHVC158 |  | 5.31 | PGE3PHVC158 |  | 5.31 | [10 empty] | Y | Y |  |  |  | 2 |  | N |  |  |  | N |  |  |  | HVAC |  |  |  | 2018 | 94 | 21 | 94 | 2
Fan Stop Delay HVAC Chip | none |  |  |  | 2017-08-01: ED declined to comment on GreenFan WP and urged SCG to officially submit for review.- SCG | [19 empty] | Y |  | 1 |  |  |  | N |  |  |  | N |  | HVAC |  |  |  | 2018 | 95 | 95 | 95 | 1
Furnaces AFUE 95 | 5.19 | SDG&E | [11 empty] | PGECOHVC146 |  | 5.19 |  |  |  | WPSCGREHC130115A | Rev03 | Rev03 | 5.18 | Y |  |  |  | Y |  | Y |  | 2 |  | N |  | N |  | N |  | N |  | HVAC |  |  |  | 2018 | 96 | 182 | 96 | 2
Furnaces AFUE 97 | 5.19 | SDG&E | [11 empty] | PGECOHVC148 |  | 5.19 |  |  |  | WPSCGREHC130115A | Rev03 | Rev03 | 5.18 | Y |  |  |  | Y |  | Y |  | 2 |  | N |  | N |  | N |  | N |  | HVAC |  |  |  | 2018 | 97 | 185 | 97 | 2
95 AFUE Furnace Res | 5.18 | PG&E | [11 empty] | PGECOHVC145 |  | 5.18 | [7 empty] | Y |  |  |  | Y |  |  |  | 1 |  | N |  |  |  | N |  |  |  | HVAC |  |  |  | 2018 | 98 | 181 | 98 | 1
97 AFUE Furnace Res | 5.18 | PG&E |  |  | 2017-08-01: Updating Costs and Savings - SCE |  |  |  | PGECOHVC147 |  | 5.18 | [7 empty] | Y |  |  |  | Y |  |  |  | 1 |  | N |  |  |  | N |  |  |  | HVAC |  |  |  | 2018 | 99 | 183 | 99 | 1
Res 92% AFUE | 5.18 | SDG&E | [14 empty] | N/A |  |  | WPSCGREHC130115A | Rev03 | Rev03 | 5.18 | [6 empty] | Y |  | 1 |  |  |  | N |  |  |  | N |  | HVAC |  |  |  | 2018 | 100 | 100 | 100 | 1
Gravity Wall Heater | 5.20 | SDG&E | [14 empty] | WPSDGEREHC1062 |  | 5.20 | WPSCGREHC110603A | Rev02 | Rev02 | 5.20 | [6 empty] | Y |  | 1 |  |  |  | N |  |  |  | N |  | HVAC |  |  |  | 2018 | 101 | 101 | 101 | 1
H2AC (Rooftop Units) | none | [28 empty] | Y |  | 1 |  |  |  | N |  |  |  | N |  | HVAC |  |  |  | 2018 | 102 | 102 | 102 | 1
Heat Pump Electric Resistance Heaters | none | [30 empty] | 0 | [9 empty] | HVAC |  |  |  | n/a | 103 | 103 | 103 | 0
High Efficiency PTACs & HPs 24kBtuh and under | 5.27 | SCE |  |  | 2017-09-01: Updating, incorporating Low Income - SCE; 2017-10-01: Update postponed | SCE13HC007 |  | 5.27 | PGECOHVC114 |  | 5.27 | [7 empty] | Y |  |  | Y | Y |  |  | Y | 2 |  | N |  |  |  | N |  |  |  | HVAC |  |  |  | 2018 | 104 | 158 | 104 | 2
High Performance Evaporatively Pre-Cooled Condenser | none | PG&E | [8 empty] | SCE13HC058 |  |  | PGECOHVC170 | [13 empty] | N |  |  | Y | 1 |  | N |  |  |  | N |  |  |  | HVAC |  | Water-energy |  | 2018 | 105 | 208 | 105 | 1
Indirect Evaporative Dedicated Outdoor Air System (DOAS) | none | PG&E | [8 empty] | SCE13HC056 |  |  | PGECOHVC169 | [13 empty] | N |  |  | Y | 1 |  | N |  |  |  | N |  |  |  | HVAC |  | Water-energy |  | 2018 | 106 | 207 | 106 | 1
Pipe Insulation | 6.21 | [9 empty] | SCE13WH003 |  |  | PGECOHVC104 | 7 | 6.21 | [11 empty] | Y |  |  |  | 1 |  | N |  |  |  | N |  |  |  | Water Heating |  |  |  | 2018 | 107 | 156 | 107 | 1
Portable Room Air Conditioners | 5.38 | SCE | [8 empty] | SCE13HC027 |  | 5.38 | [18 empty] | 0 | [9 empty] | HVAC |  |  |  | n/a | 108 | 108 | 108 | 0
Programmable Communicating Thermostats | 5.46 | SDG&E | [14 empty] | WPSDGENRHC0026 |  | 5.46 | [9 empty] | Y |  | Y | 2 | [9 empty] | HVAC |  |  |  | 2018 | 109 | 109 | 109 | 2
PTAC ACC | 5.44 | SDG&E | [14 empty] | WPSDGENRHC1051 |  | 5.44 | [9 empty] | Y |  | Y | 2 | [9 empty] | HVAC |  |  |  | 2018 | 110 | 110 | 110 | 2
PTAC EMS | 5.45 | SDG&E | [14 empty] | WPSDGENRHC1050 |  | 5.45 | [9 empty] | Y |  | Y | 2 | [9 empty] | HVAC |  |  |  | 2018 | 111 | 111 | 111 | 2
PTAC/PTHP Controller | 5.45 | PG&E | [11 empty] | PGE3PHVC149 |  | 5.45 | [11 empty] | Y |  |  | Y | 2 |  | N |  |  |  | N |  |  |  | HVAC |  |  |  | 2018 | 112 | 7 | 112 | 2
Quality Installation for Residential Split Systems | 5.11 | SCE | [8 empty] | SCE13HC023 |  | 5.11 |  |  |  | WPSDGEREHC1064 |  | 5.11 | [7 empty] | N |  | Y |  |  | 1 | [9 empty] | HVAC |  |  |  | 2018 | 113 | 113 | 113 | 1
Refrigerant Charge | 5.30 | PG&E | [8 empty] | PGE3PHVC160 |  | 5.30 | PGE3PHVC160 |  | 5.30 | [10 empty] | Y | Y |  |  |  | 2 |  | N |  |  | Y | N |  |  | Y-D | HVAC |  | DEER 2018 updatre |  | 2018 | 114 | 23 | 114 | 2
Residential HVAC Quality Maintenance | 5.10 | SCE |  |  | 2017-06-01: To be submitted this month- SCE; 2017-07-01: Submitted to CPUC- SCE | SCE17HC029 |  |  | PGECOHVC139 |  | 5.10 | WPSDGEREHC1065 |  | 5.10 | [7 empty] | Y | Y | Y |  |  | 3 |  | N |  |  |  | N |  |  |  | HVAC |  |  |  | 2018 | 115 | 173 | 115 | 3
Residential HVAC To Code | none | PG&E | [8 empty] | SCE13HC057 |  |  | PGECOHVC165 | [13 empty] | N |  |  |  | 0 | Y? | N |  |  |  | N |  |  | Y-B | HVAC |  | To code includes existing baseline |  | n/a | 116 | 198 | 116 | 0
Residential Single Family and Multi-Family Condenser Coil Cleaning | 5.33 | SDG&E | [14 empty] | WPSDGERERN001 |  | 5.33 | [9 empty] | Y |  |  | 1 | [9 empty] | HVAC |  |  |  | 2018 | 117 | 117 | 117 | 1
Setback Programmable Thermostat Controls | 5.46 | PG&E |  |  | 2017-09-01: Updating, incorporating 4818 &Low Income - SCE; 2017-10-01: Submittal planned for Oct 2017 - SCE | SCE13HC049 |  | 5.46 | PGE3PHVC153 |  | 5.46 | [11 empty] | Y |  |  |  | 1 |  | N |  |  |  | N |  |  |  | HVAC |  |  |  | 2018 | 118 | 13 | 118 | 1
Smart Thermostat | 5.47 | SCE | [8 empty] | SCE13HC054 |  | 5.47 | PGECOHVC167 |  | 5.47 | [11 empty] | Y |  | y | Y | 3 |  | N |  | Y |  | N |  | Y | Y-B and Y-D | HVAC |  |  |  | 2018 | 119 | 203 | 119 | 3
Smart/Connected Thermostat | 5.47 | SCE |  |  | 2017-07-01: Summitted to WPA on 6/30/2017-SDGE ER, Filed & approved for 2017- SCE | SCE17HC054 |  | 5.47 |  |  |  | WPSDGEREHC0030 | 0 | [12 empty] | Y | 1 |  |  |  |  | Y |  |  |  | Y-D | HVAC |  | Submitted 3/15 |  | 2018 | 120 | 120 | 120 | 1
Space Heating Boiler | 5.03 | SCG | [11 empty] | PGECOHVC101 |  | 5.03 | WPSDGENRHC1061 |  | 5.03 | WPSCGNRHC120206A | Rev04 | Rev04 | 5.03 |  |  |  |  | Y | Y | Y |  | 3 |  | N |  | N |  | N |  | N |  | HVAC |  |  |  | 2018 | 121 | 151 | 121 | 3
Unitary Air Cooled Commercial AC Units 65 kBtuh and Larger | 5.24 | PG&E | [8 empty] | SCE13HC035 |  | 5.24 | PGECOHVC128 |  | 5.24 | [7 empty] | Y |  |  | Y | Y |  |  | Y | 3 |  | N |  |  |  | N |  |  |  | HVAC |  |  |  | 2018 | 122 | 165 | 122 | 3
Unitary Air Cooled Split and Packaged AC and HP Units under 65 kBtuh | 5.25 | PG&E | [8 empty] | SCE13HC012 |  | 5.25 | PGECOHVC126 |  | 5.25 | WPSDGENRHC0023 |  | 5.25 |  |  |  |  | Y |  |  | Y | Y | Y |  | Y | 4 |  | N |  |  |  | N |  |  |  | HVAC |  |  |  | 2018 | 123 | 164 | 123 | 4
65 - 134 KBTU/H, EER = 11.5 AND MIN IEER = 13 | 5.24 | SCE | [8 empty] | SCE17HC035 |  | 5.24 | [17 empty] | Y | 1 | [9 empty] | HVAC |  |  |  | 2018 | 124 | 124 | 124 | 1
Air Cooled Constant Speed Screw Chiller w/1 Compressor (>= 150 tons, 10.5 Min EER, 14.5 Min IPLV) | 5.39 | SCE | [8 empty] | SCE17HC030 |  | 5.39 | [17 empty] | Y | 1 | [9 empty] | HVAC |  |  |  | 2018 | 125 | 125 | 125 | 1
Unoccupied Supply Fan Control | 5.15 | PG&E | [8 empty] | PGE3PHVC157 |  | 5.15 | PGE3PHVC157 |  | 5.15 | [10 empty] | Y | Y |  |  |  | 2 |  | N |  |  |  | N |  |  |  | HVAC |  |  |  | 2018 | 126 | 18 | 126 | 2
Upstream Residential HVAC | 5.40 | PG&E | [8 empty] | SCE13HC062 |  | 5.40 | PGECOHVC166 |  | 5.40 | [7 empty] | Y |  |  |  | Y |  |  | Y | 2 |  | N |  |  |  | N |  |  |  | HVAC |  |  |  | 2018 | 127 | 201 | 127 | 2
Variable Speed Drive on Cooling Tower Fan Control (New Construction) | 5.14 | SCE |  |  | 2017-09-01: 4818 Baseline Update - SCE | SCE17HC039 |  | 5.14 | [17 empty] | Y | 1 | [9 empty] | HVAC |  |  |  | 2018 | 128 | 128 | 128 | 1
Variable Speed Drive on HVAC Fan Control | 5.41 | PG&E |  |  | 2017-09-01: 4818 Cost Update - SCE | SCE13HC050 |  | 5.41 | PGECOHVC106 |  | 5.41 | [7 empty] | Y |  |  | Y | Y |  |  | Y | 3 |  | N |  |  |  | N |  |  |  | HVAC |  |  |  | 2018 | 129 | 157 | 129 | 3
Vertical Closed Transparent, Remote Condensing Commercial Refrigerators (VCT.RC.M) < 35 ft2 Total Display Area, ROB | none | SCE | [8 empty] | SCE13RN028 | [20 empty] | 0 | [9 empty] | HVAC |  | New |  | n/a | 130 | 130 | 130 | 0
Vertical Open, Remote Condensing Commercial Refrigerators (VOP.RC.M) < 30 ft2 Total Display Aare , ROB | 1.17 | SCE | [8 empty] | SCE17RN028 | 0 | 1.17 | [18 empty] | 0 | [9 empty] | Refrigeration |  | This may have been copied incorrectly |  | n/a | 131 | 131 | 131 | 0
VFD Demand Control System Retrofit to Parking Structure Exhaust Fan | 5.07 | SCE |  |  | 2017-09-01: 4818 Cost Update, Baseline Update - SCE | SCE13HC038 |  | 5.07 | [17 empty] | Y | 1 | [9 empty] | HVAC |  |  |  | 2018 | 132 | 132 | 132 | 1
VFD Retrofit to Central Plant Systems | 5.14 | SCE | [8 empty] | SCE13HC039 |  | 5.14 | [13 empty] | Y |  |  |  | Y | 2 | [9 empty] | HVAC |  |  |  | 2018 | 133 | 133 | 133 | 2
VRF Commercial HPs and Heat Recovery Systems larger than 65kBtuh | 5.22 | PG&E |  |  | 2017-08-01: New workpaper based on DEER values | SCE13HC036 |  | 5.22 | PGECOHVC142 |  | 5.22 | [10 empty] | Y | Y |  |  | Y | 3 |  | N |  |  | Y | Y |  |  | Y-D | HVAC |  | Disposition |  | 2018 | 134 | 175 | 134 | 3
Water Cooled AC and Residential AC with an Evaporative Condenser | 5.23 | PG&E | [8 empty] | SCE13HC025 |  | 5.23 | PGECOHVC161 |  | 5.26 | [10 empty] | Y | Y |  |  | Y | 3 |  | N |  |  |  | N |  |  |  | HVAC |  |  |  | 2018 | 135 | 187 | 135 | 3
Water Cooled Chiller | 5.05 | SCE | [8 empty] | SCE13HC043 |  | 5.05 | PGECOHVC137 |  | 5.05 | [10 empty] | N | N |  |  | Y | 1 |  | N |  |  | Y | N |  |  | Y-D | HVAC |  | Water-energy Working to address DEER 2017 concerns |  | 2018 | 136 | 168 | 136 | 1
Water Source Heat Pump | 5.51 | PG&E | [8 empty] | SCE13HC048 |  | 5.51 | PGECOHVC162 |  | 5.51 | [10 empty] | Y | Y |  |  | Y | 3 |  | N |  |  |  | N |  |  |  | HVAC |  | Water-energy |  | 2018 | 137 | 191 | 137 | 3
Whole House Fans | 5.17 | SCE |  |  | 2017-09-01: E4818 Updating Costs and Savings - SCE; 2017-10-01: Submittal planned for Oct 2017 - SCE | SCE13HC005 |  | 5.17 | PGECOHVC134 |  | 5.17 | [7 empty] | Y |  |  |  | N |  |  | Y | 1 |  | N |  |  |  | N |  |  |  | HVAC |  |  |  | 2018 | 138 | 166 | 138 | 1
Window Evaporative Coolers | 5.34 | SCE | [8 empty] | SCE13HC026 |  | 5.34 | [13 empty] | Y |  |  |  | Y | 2 | [9 empty] | HVAC |  | Water-energy |  | 2018 | 139 | 139 | 139 | 2
<2ft Channel Letter Signage (Red) (Dusk to Dawn) LED replacing Neon Channel Letter Signage | 4.46 | SCE | [8 empty] | SCE13LG052 |  | 4.46 | [18 empty] | 0 | [9 empty] | Lighting |  |  |  | n/a | 140 | 140 | 140 | 0
33 Watt 3-Way CFL replacing Com CFL Base Case | 4.06 | SCE | [8 empty] | SCE17LG072 |  | 4.06 | [18 empty] | 0 |  |  |  |  | Y |  |  |  | Y-D | Lighting |  | Disposition (on hold?) |  | n/a | 141 | 141 | 141 | 0
33 Watt Integral Spiral CFL replacing Com CFL Base Case, Total Watts = 3.57 x Msr Watts | 4.04 | SCE | [8 empty] | SCE17LG017 |  | 4.04 | [18 empty] | 0 |  |  |  |  | Y |  |  |  | Y-D | Lighting |  | Disposition (on hold?) |  | n/a | 142 | 142 | 142 | 0
50 to 90 Watt Exterior LED Fixture Below 24 ft. with Motion Control and Photo Sensor replacing 150 Watt HPS | 4.25 | SCE | [8 empty] | SCE17LG120 |  | 4.25 | [18 empty] | 0 |  |  |  |  | Y |  |  |  | Y-D | Lighting |  | Disposition |  | n/a | 143 | 143 | 143 | 0
5-Watt LED A-Lamp 310-749 Lumens | 4.30 | SCE | [8 empty] | SCE17LG133 |  | 4.30 | PGECOLTG165 | 2 vs 3 | 4.30 | [7 empty] | Y |  |  |  | Y |  |  |  | 1 |  | N |  |  | Y | Y |  |  | Y-D | Lighting |  | Disposition (on hold?) |  | 2018 | 144 | 258 | 144 | 1
Ceramic Metal Halide (CMH) Lamp | none | SCE | [8 empty] | SCE13LG054 | [20 empty] | 0 | [9 empty] | Lighting |  |  |  | n/a | 145 | 145 | 145 | 0
CFL Plug in Lamps | 4.09 | [9 empty] | SCE13LG075 |  | 4.09 | PGECOLTG111 |  | 4.05 | [10 empty] | Y | Y |  |  |  | 2 |  | N |  |  |  | Y |  |  | Y-D | Lighting |  |  |  | 2018 | 146 | 232 | 146 | 2
Cold Cathode Lighting | none | SDG&E | [14 empty] | WPSDGENRSH001 | [14 empty] | 0 | [9 empty] | Lighting |  |  |  | n/a | 147 | 147 | 147 | 0
Dimming Ballast | 4.11 | SDG&E | [14 empty] | WPSDGENRLG0025 |  | 4.11 | [12 empty] | 0 | [9 empty] | Lighting |  |  |  | n/a | 148 | 148 | 148 | 0
Downstream Interior Integral Non-dimmable (Screw-in) CFLs | 4.07 | SCE | [8 empty] | SCE13LG099 |  | 4.07 | PGECOLTG162 |  | 4.06 | [10 empty] | Y | N |  |  |  | 1 |  | N |  |  |  | N |  |  |  | Lighting |  |  |  | 2018 | 149 | 255 | 149 | 1
Energy Star Ceiling Fan with CFLs | 4.52 | SCE | [8 empty] | SCE13LG019 |  | 4.52 | [10 empty] | Y | [7 empty] | 0 | [9 empty] | Lighting |  |  |  | n/a | 150 | 150 | 150 | 0
Exterior Induction Lighting | 4.38 | [9 empty] | SCE13LG102 |  | 4.38 | PGECOLTG158 |  | 4.38 | WPSDGENRLG0003 |  | 4.38 | [8 empty] | N |  |  |  | 0 |  | N |  |  |  | N |  |  |  | Lighting |  |  |  | n/a | 151 | 254 | 151 | 0
Exterior LED Lamp Replacement | 4.35 | SCE | [8 empty] | SCE13LG109 |  | 4.35 | [10 empty] | Y |  |  | Y |  |  |  |  | 1 |  |  |  |  | Y |  |  |  | Y-D | Lighting |  | Disposition (on hold?) |  | 2018 | 152 | 152 | 152 | 1
Exterior LED Luminaire with Integrated Occupancy Sensor | 4.23 | SCE | [8 empty] | SCE13LG114 |  | 4.23 | [13 empty] | Y |  |  |  |  | 1 |  |  |  |  | Y |  |  |  | Y-D | Lighting |  | Disposition |  | 2018 | 153 | 153 | 153 | 1
Exterior LED Wall Pack Fixtures | 4.17 | SCE | [8 empty] | SCE13LG108 |  | 4.17 | [10 empty] | Y | [7 empty] | 0 | [9 empty] | Lighting |  | Retired due to IMC. |  | n/a | 154 | 154 | 154 | 0
Exterior Lighting Retrofits | 4.24 | SDG&E | [14 empty] | WPSDGENRLG0030 |  | 4.24 | [12 empty] | 0 | [9 empty] | Lighting |  |  |  | n/a | 155 | 155 | 155 | 0
Fluorescent De-Lamping | 4.15 | PG&E | [8 empty] | SCE13LG095 |  | 4.15 | PGE3PLTG176 |  | 4.15 | WPSDGENRLG0022 |  | 4.15 |  |  |  |  | Y |  |  |  | N |  |  |  | 0 |  | N |  |  |  | N |  |  |  | Lighting |  |  |  | n/a | 156 | 33 | 156 | 0
Fluorescent Fixture to Fluorescent Fixture Retrofit | 4.13 | [9 empty] | SCE13LG087 |  | 4.13 | PGE3PLTG172 |  | 4.13 | [11 empty] | N |  |  |  | 0 |  | N |  |  |  | N |  |  |  | Lighting |  |  |  | n/a | 157 | 30 | 157 | 0
Fluorescent Lamp to Fluorescent Lamp | 4.10 | [9 empty] | SCE13LG092 |  | 4.10 | PGECOLTG116 |  | 4.10 | WPSDGENRLG0120 |  | 4.10 | [5 empty] | 1 |  |  | Y |  |  |  | 1 |  | N |  |  |  | N |  |  |  | Lighting |  |  |  | 2017 | 158 | 242 | 158 | n/a
Fluorescent to LED Retrofits in Reach-In Display Cases | 4.49 |  |  |  | 2017-09-01: 4818 Update - SCE | SCE13LG098 |  | 4.49 | PGE3PLTG171 |  | 4.48 | WPSDGENRLG0081 |  | 4.49 | [8 empty] | Y | Y |  |  | 2 |  | N |  |  |  | Y |  |  | Y-D | Lighting |  | Retired May revive if EUL changed |  | 2018 | 159 | 29 | 159 | 2
High Performance Linear Fluorescent Fixtures | 4.14 | SDG&E | [14 empty] | WPSDGENRLG0026 |  | 4.14 | [12 empty] | 0 | [9 empty] | Lighting |  |  |  | n/a | 160 | 160 | 160 | 0
Integrated Ballast Ceramic Metal Halide Par Lamps | 4.39 | SDG&E | [14 empty] | WPSDGENRLG0007 |  | 4.39 | [12 empty] | 0 | [9 empty] | Lighting |  |  |  | n/a | 161 | 161 | 161 | 0
Integrated Linear Fluorescent Occupancy Sensor | 4.42 | SCE |  |  | 2017-09-01: 4818 Baseline Update - SCE | SCE13LG076 |  | 4.42 | [18 empty] | 0 | [9 empty] | Lighting |  |  |  | n/a | 162 | 162 | 162 | 0
Interior Bi-Level Stairwell Lighting | 4.03 | SCE |  |  | 2017-09-01: 4818 Baseline update, cost update, Low income update -SCE | SCE13LG089 |  | 4.03 | PGECOLTG101 |  | 4.03 | WPSDGENRLG0076 |  | 4.03 |  |  |  |  | Y |  |  |  | N |  |  |  | 0 |  | N |  |  |  | N |  |  |  | Lighting |  |  |  | n/a | 163 | 212 | 163 | 0
Interior Compact Fluorescent Fixture | 4.01 | [9 empty] | SCE13LG085 |  | 4.01 | PGECOLTG131 |  |  | WPSDGENRLG0006 |  | 4.02 | [8 empty] | N |  |  |  | 0 |  | N |  |  |  | N |  |  |  | Lighting |  |  |  | n/a | 164 | 248 | 164 | 0
Interior Induction Lighting | 4.37 | [9 empty] | SCE13LG090 |  | 4.37 | PGECOLTG113 |  | 4.37 | WPSDGENRLG0002 |  | 4.37 | [8 empty] | N |  |  |  | 0 |  | N |  |  |  | N |  |  |  | Lighting |  |  |  | n/a | 165 | 239 | 165 | 0
Interior LED Downlight Fixtures | 4.16 | [9 empty] | SCE13LG103 |  | 4.16 | PGECOLTG139 |  | 4.16 | WPSDGENRLG0196 |  | 4.16 |  |  |  |  | Y | 1 |  |  | Y |  |  |  | 1 |  | N | Y |  |  | Y | Y |  | Y-B and Y-D | Lighting |  |  |  | 2017 | 166 | 250 | 166 | n/a
Interior LED Lamps | 4.21 | SDG&E |  |  | 2017-07-01: Uploaded SF workpaper EA db to WPA on 6/30/2017 per May Lighting Disposition | [6 empty] | WPSDGENRLG0106 | 5 | 4.21 |  |  |  |  | Y | 1 | [6 empty] | 0 |  |  | Y |  |  |  | Y |  | Y-B and Y-D | Lighting |  |  |  | 2017 | 167 | 167 | 167 | n/a
Interior Linear Fluorescent Fixture | 4.14 | SCE |  |  | 2017-07-01: Updating using PG&E Workpaper- SCE; 2017-08-01: Updated using PG&E Workpaper - SCE | SCE13LG086 |  | 4.14 | PGECOLTG114 |  | 4.14 | WPSDGENRLG0044 |  | 4.13 | [8 empty] | Y |  |  |  | 1 |  | N |  |  |  | N |  |  |  | Lighting |  |  |  | 2018 | 168 | 241 | 168 | 1
Interior Pulse Start or Ceramic Metal Halide Fixtures | 4.37 | SDG&E | [14 empty] | WPSDGENRLG0005 |  | 4.37 | [12 empty] | 0 | [9 empty] | Lighting |  |  |  | n/a | 169 | 169 | 169 | 0
LED Candelabra Replacements | 4.28 | PG&E |  |  | 2017-07-01: Updating using PG&E Workpaper- SCE; 2017-08-01: Updated using PG&E Workpaper - SCE | SCE17LG129 |  | 4.28 | PGECOLTG163 |  | 4.28 | [11 empty] | Y |  |  |  | 1 |  | N |  |  |  | Y |  |  | Y-D | Lighting |  |  |  | 2018 | 170 | 256 | 170 | 1
LED Ceiling Mounted Downlight Fixtures, LED Vanity Fixtures, LED Sconce Fixtures | 4.21 | SCE | [8 empty] | SCE13LG115 |  | 4.21 | [13 empty] | Y |  |  |  |  | 1 | [9 empty] | Lighting |  |  |  | 2018 | 171 | 171 | 171 | 1
LED Channel Signs | 4.46 | SDG&E | [14 empty] | WPSDGENRLG0021 |  | 4.46 | [9 empty] | Y |  |  | 1 | [9 empty] | Lighting |  |  |  | 2018 | 172 | 172 | 172 | 1
LED Downlight Res Retrofit | 4.31 | PG&E | [11 empty] | PGECOLTG175 |  | 4.31 | [7 empty] | Y |  |  |  | Y |  |  |  | 1 |  | N |  |  |  | Y |  |  | Y-D | Lighting |  |  |  | 2018 | 173 | 261 | 173 | 1
LED Exterior Landscape Lighting Fixture | 4.22 | SCE |  |  | 2017-07-01: Updating using PG&E Workpaper- SCE; 2017-08-01: Updated using PG&E Workpaper - SCE | SCE13LG105 |  | 4.22 | [13 empty] | Y IF |  |  |  |  | 1 | [9 empty] | Lighting |  |  |  | 2018 | 174 | 174 | 174 | 1
LED globe: <3 Watts | 4.29 | PG&E |  |  | 2017-07-01: Updating using PG&E Workpaper- SCE; 2017-08-01: Updated using PG&E Workpaper - SCE | SCE17LG130 |  | 4.29 | PGECOLTG164 |  | 4.29 | [11 empty] | Y |  |  |  | 1 |  | N |  |  |  | Y |  |  | Y-D | Lighting |  |  |  | 2018 | 175 | 257 | 175 | 1
LED GU-24 Lamps | 4.33 | SCE | [8 empty] | SCE13LG116 |  | 4.33 | [18 empty] | 0 | [9 empty] | Lighting |  |  |  | n/a | 176 | 176 | 176 | 0
LED High and Low Bay Fixtures | 4.18 | PG&E |  |  | 2017-09-01: Update workpaper with new DLC 4.2 requirement, updated costs and changed savings methodology - PG&E; 2017-10-01: Update workpaper with new DLC 4.2 requirement, updated costs and changed savings methodology - PG&E | SCE13LG111 |  | 4.18 | PGECOLTG178 |  | 4.18 | WPSDGENRLG0080 |  | 4.18 | [7 empty] | Y | Y | Y |  |  | 3 |  | N | Y |  |  | N |  |  | Y-B | Lighting | Will be changes in 2018 due to wattage range method |  |  | 2018 | 177 | 264 | 177 | 3
LED Lamp Style Retrofit Kits | none | [12 empty] | TBD | [17 empty] | 0 | [9 empty] | Lighting |  |  |  | n/a | 178 | 321 | 178 | 0
LED Menu Boards | 4.45 | SCE | [8 empty] | SCE13LG113 |  | 4.45 | [18 empty] | 0 | [9 empty] | Lighting |  |  |  | n/a | 179 | 179 | 179 | 0
LED Night Light | none | [15 empty] | N/A | [14 empty] | 0 | [9 empty] | Lighting |  |  |  | n/a | 180 | 180 | 180 | 0
LED PAR16: <6 Watts | 4.27 | PG&E |  |  | 2017-07-01: Updating using PG&E Workpaper- SCE; 2017-08-01: Updated using PG&E Workpaper - SCE | SCE17LG127 |  | 4.27 | PGECOLTG141 |  | 4.27 | [11 empty] | Y |  |  |  | 1 |  | N |  |  |  | Y |  |  | Y-D | Lighting |  |  |  | 2018 | 181 | 252 | 181 | 1
LED R-BR: <11 Watts | 4.32 | PG&E |  |  | 2017-07-01: Updating using PG&E Workpaper- SCE; 2017-08-01: Updated using PG&E Workpaper - SCE | SCE17LG131 |  | 4.32 | PGECOLTG177 |  | 4.32 | [7 empty] | Y |  |  |  | Y |  |  |  | 1 |  | N |  |  |  | Y |  |  | Y-D | Lighting |  |  |  | 2018 | 182 | 263 | 182 | 1
LED Recessed Suspended or Surface Mounted Panels | 4.19 | PG&E |  |  | 2017-07-01: Submitted to WPA on 6/30/2017 -SDGE ER; 2017-09-01: Updated SDG&E Workpaper to include new DI solution codes - SDG&E | SCE13LG112 |  |  | PGECOLTG179 |  | 4.19 | WPSDGENRLG0083 | 2 | [9 empty] | Y |  |  |  | 1 |  | N |  |  |  | N |  |  |  | Lighting | Will be changes in 2018 due to wattage range method |  |  | 2018 | 183 | 265 | 183 | 1
LED Refrigeration Case Lighting | 4.47 | SDG&E | [14 empty] | WPSDGENRLG0082 |  | 4.47 |  |  |  |  | Y |  |  |  |  | Y |  |  | 1 | [9 empty] | Lighting |  |  |  | 2018 | 184 | 184 | 184 | 1
LED Refrigeration Case Lighting with Occupancy Sensors | 4.47 | [12 empty] | PGECOLTG174 |  | 4.47 | WPSDGENRLG0027 |  | 4.47 |  |  |  |  | Y |  |  |  | N |  |  |  | 0 |  | N |  |  |  | N |  |  |  | Lighting |  |  |  | n/a | 185 | 259 | 185 | 0
LED Residential Exterior Fixtures | 4.24 | SCE | [8 empty] | SCE13LG119 |  | 4.24 | [13 empty] | Y |  |  |  |  | 1 | [9 empty] | Lighting |  |  |  | 2018 | 186 | 186 | 186 | 1
LED Street Lighting | 4.20 |  |  |  | 2017-07-01: Updating per disposition- SCE | SCE13LG097 |  | 4.20 | PGECOLTG151 |  | 4.20 | WPSDGENRLG0181 | 3 | 4.20 | [7 empty] | Y | Y | Y |  |  | 3 |  | N | Y |  | Y | Y | Y |  | Y-B and Y-D | Lighting |  | Disposition |  | 2018 | 187 | 253 | 187 | 3
LED Troffer and Panel retrofits | none | [30 empty] | 0 | [9 empty] | Lighting |  |  |  | n/a | 188 | 188 | 188 | 0
LED Troffer Retrofit Kit | 4.19 | SCE | [8 empty] | SCE13LG118 |  | 4.19 | [13 empty] | Y |  |  |  |  | 1 | [9 empty] | Lighting |  |  |  | 2018 | 189 | 189 | 189 | 1
LED Tubes | 4.36 | [9 empty] | SCE13LG117 |  | 4.36 |  |  |  | TBD | [9 empty] | Y |  |  |  |  | 1 |  |  |  |  | Y |  |  |  | Y-D | Lighting |  | Submitted 3/6 |  | 2018 | 190 | 190 | 190 | 1
Linear Fluorescent Dimming Ballast | 4.11 | PG&E | [8 empty] | SCE13LG031 |  | 4.11 | PGECOLTG176 |  | 4.11 | [11 empty] | N |  |  |  | 0 |  | N |  |  |  | N |  |  |  | Lighting |  |  |  | n/a | 191 | 262 | 191 | 0
Non Res Master Lighting Lookup Table | none | SDG&E | [14 empty] | WPSDGENRLG0999 | [14 empty] | 0 | [9 empty] | Lighting |  |  |  | n/a | 192 | 192 | 192 | 0
Occupancy Sensors Wall or Ceiling Mounted | 4.41 | SCE |  |  | 2017-09-01: 4818 Cost Update, Baseline Update - SCE | SCE13LG025 |  | 4.41 | PGECOLTG120 |  | 4.41 | WPSDGENRLG0016 |  | 4.41 | [8 empty] | N |  |  |  | 0 |  | N |  |  |  | N |  |  |  | Lighting |  |  |  | n/a | 193 | 245 | 193 | 0
Outdoor Pathway LED | 4.22 | SDG&E | [14 empty] | WPSDGERELG1057 |  | 4.22 | [9 empty] | Y |  |  | 1 | [9 empty] | Lighting |  |  |  | 2018 | 194 | 194 | 194 | 1
Photocell | 4.43 | SDG&E | [14 empty] | WPSDGENRLG0197 |  | 4.43 | [12 empty] | 0 | [9 empty] | Lighting |  |  |  | n/a | 195 | 195 | 195 | 0
Pin Based Exterior Compact Fluorescent Lamp (CFL) Fixture | 4.02 | SCE | [8 empty] | SCE13LG007 |  | 4.02 | PGECOLTG103 |  | 4.08 | [10 empty] | Y | N |  |  |  | 1 |  | N |  |  |  | N |  |  |  | Lighting |  |  |  | 2018 | 196 | 218 | 196 | 1
Refrigerated Case Door Aisle Traffic Sensor | 4.47 | SCE | [8 empty] | SCE13CS003 |  | 4.47 | [18 empty] | 0 | [9 empty] | Lighting |  |  |  | n/a | 197 | 197 | 197 | 0
Replace Neon Open Sign with LED Open Sign | 4.44 | SCE |  |  | 2017-09-01: Cost update, Review code updates SCE; 2017-10-01: Update postponed | SCE13LG070 |  | 4.44 | PGE3PLTG167 |  | 4.44 | [10 empty] | N | N |  |  |  | 0 |  | N |  |  |  | N |  |  |  | Lighting |  |  |  | n/a | 198 | 24 | 198 | 0
Res Master Lighting Lookup Table | none | SDG&E | [14 empty] | WPSDGERELG0999 | [14 empty] | 0 | [9 empty] | Lighting |  |  |  | n/a | 199 | 199 | 199 | 0
Residential LED Landscape Lighting - 5 Watts or Less replacing MR16 Basecase, Total Watts = 4.24 x Msr Watts | 4.22 | SCE |  |  | 2017-09-01: Updating, incorporating Low Income - SCE; 2017-10-01: Submittal planned for Oct 2017 - SCE | SCE17LG105 |  | 4.22 | [18 empty] | 0 | [9 empty] | Lighting |  |  |  | n/a | 200 | 200 | 200 | 0
Retrofit MR16, PAR20, PAR30, and PAR38 Fixtures with LED Lamps | 4.34 | PG&E | [8 empty] | SCE13LG106 |  | 4.34 | PGECOLTG140 |  | 4.26 | [7 empty] | Y |  |  | Y | Y |  |  |  | 2 |  | N |  |  |  | Y |  |  | Y-D | Lighting |  | Retired (split into 5 WPs) |  | 2018 | 201 | 251 | 201 | 2
LED MR-16: <6 Watts | 4.26 | SCE | [8 empty] | SCE17LG128 |  | 4.26 | [10 empty] | Y | [7 empty] | 0 | [9 empty] | Lighting |  |  |  | n/a | 202 | 202 | 202 | 0
Screw in Exterior Compact Fluorescent Lamp (CFL) | 4.04 | PG&E | [8 empty] | SCE13LG001 |  |  | PGE3PLTG173 |  | 4.04 | [11 empty] | Y |  |  |  | 1 |  | N |  |  |  | Y |  |  | Y-D | Lighting |  |  |  | 2018 | 203 | 31 | 203 | 1
Smart/Connected Lighting | none | SCE | [8 empty] | SCE17LG132 | [20 empty] | 0 | [9 empty] | Lighting |  | New |  | n/a | 204 | 204 | 204 | 0
T12 Fluorescent Lamps with Magnetic Ballast to T8/T5 Fluorescent lamps with Electronic Ballast Retrofit (1x1 replacements) | 4.12 | SDG&E | [14 empty] | WPSDGENRLG0013 |  | 4.12 |  |  |  |  | Y | [7 empty] | 0 | [9 empty] | Lighting |  |  |  | n/a | 205 | 205 | 205 | 0
Upstream Interior Integral 3-way, Dimmable (Screw-in) CFLs | 4.06 | SCE |  |  | 2017-07-01: Updated & Submitted per March 1 disposition- SCE | SCE13LG072 |  | 4.06 | PGECOLTG109 |  | 4.02 | [10 empty] | Y | N |  |  |  | 1 |  | N |  |  | Y | N |  |  | Y-D | Lighting |  | Disposition (on hold?) |  | 2018 | 206 | 223 | 206 | 1
Upstream Interior Integral Non-Dimmable (Screw-in) CFLs | 4.04 | SCE |  |  | 2017-07-01: Updated & Submitted per disposition- SCE | SCE13LG017 |  | 4.04 | PGECOLTG107 |  | 4.05 | [10 empty] | Y | Y |  |  |  | 1 |  | N |  |  | Y | Y |  |  | Y-D | Lighting |  | Disposition (on hold?) |  | 2018 | 207 | 221 | 207 | 1
Upstream Interior Modular (Pin-Based) CFL Fixtures | none | PG&E | [8 empty] | SCE13LG074 |  |  | PGECOLTG110 | [13 empty] | N |  |  |  | 0 |  | N |  |  |  | N |  |  |  | Lighting |  |  |  | n/a | 208 | 225 | 208 | 0
Wall Mounted Occupancy Sensors - Multifamily and Hospitality | 4.40 | SCE |  |  | 2017-09-01: 4818 Baseline Update - SCE | SCE13LG020 |  | 4.40 | PGECOLTG130 |  | 4.40 | [11 empty] | N |  |  |  | 0 |  | N |  |  |  | N |  |  |  | Lighting |  |  |  | n/a | 209 | 246 | 209 | 0
3P Synergy Water Measures Mobile Home | 11.04 | SDG&E | [14 empty] | WPSDGEREWH1208 | 0 | 11.04 | [9 empty] | Y |  | Y | 2 | [9 empty] | Miscellaneous |  |  |  | 2018 | 210 | 210 | 210 | 2
Basic Path Enhancement for Whole House Upgrade Program | 11.03 | [9 empty] | SCE13MI005 | 3 | 11.03 | PGECOALL109 | r2 | 5.52 | WPSDGEREMI0005 | 1 | 11.03 | [7 empty] | Y | Y | Y |  | Y | 4 |  | N |  |  | Y | N |  |  | Y-D | Miscellaneous |  | Revision in progress |  | 2018 | 211 | 80 | 211 | 4
Customized Measures | none |  |  |  | 2017-09-01: Add new "to-code" custom measure codes - PG&E; 2017-10-01: Add new "to-code" custom measure codes - PG&E | SCE13CM001 |  |  | PGECOALL100 | [13 empty] | Y |  |  | Y | 2 |  | N |  |  |  | N |  |  |  | Miscellaneous |  |  |  | 2018 | 212 | 73 | 212 | 2
DEER Measures | 11.06 | SDG&E | [14 empty] | WPSDGENRMI0004 | 3 | 11.06 | [11 empty] | Y | 1 | [9 empty] | Miscellaneous |  |  |  | 2018 | 213 | 213 | 213 | 1
Energy Star Manufactured Housing | 11.07 | SDG&E | [14 empty] | WPSDGEREMI0002 | 1 | 11.07 | [12 empty] | 0 | [9 empty] | Miscellaneous |  |  |  | n/a | 214 | 214 | 214 | 0
High Density Dedicated Holding Bin Unit | 2.17 | SDG&E | [14 empty] | WPSDGENRCC0017 | 0 | 2.17 | [9 empty] | Y |  |  | 1 | [9 empty] | Food Service |  |  |  | 2018 | 215 | 215 | 215 | 1
Low Income M&V Study | none | [15 empty] | N/A | [14 empty] | 0 | [9 empty] | Miscellaneous |  |  |  | n/a | 216 | 216 | 216 | 0
Residential Audits | 11.02 | SCE | [8 empty] | SCE13MI001 |  | 11.02 | [13 empty] | Y |  |  |  |  | 1 | [9 empty] | Miscellaneous |  |  |  | 2018 | 217 | 217 | 217 | 1
Vertical Hollow and Solid Shaft Pump Motors | 3.07 | PG&E | [11 empty] | PGECOPUM103 | 0 | 3.07 | [11 empty] | N |  |  |  | 0 |  | N |  |  |  | N |  |  |  | Agriculture |  |  |  | n/a | 218 | 274 | 218 | 0
15.5 Watt Pool Lamp (Res) LED replacing 100 Watt Incandescent | 9.02 | SCE | [8 empty] | SCE17LG071 | 0 | 9.02 | [18 empty] | 0 | [9 empty] | Pools |  |  |  | n/a | 219 | 219 | 219 | 0
LED Pool and Spa Lighting | 9.02 |  |  |  | May Update - SDG&E | June Update - SDG&E |  |  | Updating SDG&E Workpaper to align wth SCE requirements - SDGE | Updating workpaper by adopting lead IOU WP- SDGE | SCE13LG071 | 2 | 9.02 |  |  |  | WPSDGENRLG0028 |  | 4.51 | [7 empty] | Y |  | Y |  |  | 2 | [9 empty] | Pools |  |  |  | 2018 | 220 | 220 | 220 | 2
Commercial Pool and Spa Heater | 9.09 | PG&E | [11 empty] | PGECOPRO105 | 3 | 9.09 | [11 empty] | Y |  |  |  | 1 |  | N |  |  |  | N |  |  |  | Pools |  |  |  | 2018 | 221 | 268 | 221 | 1
Commercial Pool Cover | 9.01 |  |  |  | 2017-10-01: Updating sf workpaper for adopting Lead IOU wp shown in DEER /READI db -SDGE (This needs to be discussed in SW Engr meeting-SCG) | [6 empty] | WPSDGENRWH1204 |  | 9.01 | WPSCGNRWH150309A | Rev 0 | Rev 0 | 9.01 |  | 1 |  |  |  |  | Y |  | 1 |  |  | Y | Y |  |  | Y | N | Y-B and Y-D | Pools |  |  |  | 2017 | 222 | 222 | 222 | n/a
DC Circulation Pool Pump | 9.01 | [9 empty] | SDGENRMT0003 |  |  | PGE3PPRO109 |  | 9.01 | WPSDGENRMT0003 | 0 | 9.03 | [8 empty] | Y |  |  |  | 1 |  | N |  |  |  | N |  |  |  | Pools | This is the pool cover measure. Check name. |  |  | 2018 | 223 | 44 | 223 | 1
Residential Variable Speed Spa and Wading Pool Pump | 9.04 | SCE | [8 empty] | SCE13WP009 | 2 | 9.04 | [13 empty] | Y |  |  |  |  | 1 |  |  |  |  | Y |  |  |  | Y-D | Pools |  | Disposition |  | 2018 | 224 | 224 | 224 | 1
Residential Variable Speed Swimming Pool Pump | 9.05 | [9 empty] | SCE13WP001 | 3 | 9.05 | PGECOPUM102 | 7 | 9.05 | WPSDGENREWP0002 | [6 empty] | Y |  |  | Y | Y | Y |  |  | 3 |  | N | Y |  | Y | Y | Y |  | Y-B and Y-D | Pools |  | Disposition |  | 2018 | 225 | 273 | 225 | 3
Robotic Pool Cleaners for Residential Pools | none | SDG&E | [14 empty] | WPSDGEREWH0003 | [14 empty] | 0 | [9 empty] | Pools |  |  |  | n/a | 226 | 226 | 226 | 0
SF Pool Heater | none | SCG |  |  | 2017-06-01: To be submitted in June 2017 - SCG; 2017-07-01: Submitted to WPA on 7/10/2017 - SCG | [9 empty] | WPSCGREWH170412A | Rev00 | [10 empty] | 0 | [9 empty] | Pools |  |  |  | n/a | 227 | 227 | 227 | 0
SF Spa Heater | none | SCG |  |  | 2017-06-01: To be submitted in June 2017 - SCG; 2017-07-01: Submitted to WPA on 7/10/2017 - SCG | [9 empty] | WPSCGREWH170412A | Rev00 | [10 empty] | 0 | [9 empty] | Pools |  |  |  | n/a | 228 | 228 | 228 | 0
≤ 3 horsepower (HP) Commercial Variable Speed Pool Pump Replacing Pump replacing ≤ 3 HP Single Speed Commercial Pool Pump | 9.06 | SCE | [8 empty] | SCE13WP008 | 0 | 9.06 | [18 empty] | 0 | [9 empty] | Pools |  |  |  | n/a | 229 | 229 | 229 | 0
Variable speed Pool Motors | none | [30 empty] | 0 | [9 empty] | Pools |  |  |  | n/a | 230 | 230 | 230 | 0
5 to < 15 HP Variable Speed Air Compressor (ROB/NEW) | 10.02 | SCE |  |  | 2017-09-01: 4818 Baseline Update - SCE | SCE17PR005 | 0 | 10.02 | [17 empty] | Y | 1 | [9 empty] | Process |  |  |  | 2018 | 231 | 231 | 231 | 1
Air Compressor VFD Retrofit | 10.02 | [9 empty] | SCE13PR005 | 3 | 10.02 | PGECOPRO112 |  | 10.02 | WPSDGENRPR0001 |  | 10.02 | [8 empty] | N | Y |  | Y | 2 |  | N |  |  |  | N |  |  |  | Process |  |  |  | 2018 | 232 | 272 | 232 | 2
Boiler Cleaning | none | SDG&E | [14 empty] | WPSDGENRWH1100 | 0.1 | [13 empty] | 0 | [9 empty] | Process |  |  |  | n/a | 233 | 233 | 233 | 0
Circulating Block Heater | 10.10 | SCE | [8 empty] | SCE13HC055 | 0 | 10.10 | [17 empty] | Y | 1 | [9 empty] | Process |  |  |  | 2018 | 234 | 234 | 234 | 1
Commercial Hot Water Boilers | 6.07 | [15 empty] | WPSDGENRWH1207 |  |  | WPSCGNRWH120206C | Rev06 | Rev04 | 6.07 |  | 1 |  |  |  |  | Y |  | 1 |  |  |  | N |  |  |  | N |  | Water Heating |  |  |  | 2017 | 235 | 235 | 235 | n/a
Cycling Air Dryers for Compressed Air Systems | 10.03 | SCE | [8 empty] | SCE13PR007 | 3 | 10.03 | [18 empty] | 0 | [9 empty] | Process |  |  |  | n/a | 236 | 236 | 236 | 0
Deemed Program for Commercial Steam Traps | 10.08 | [15 empty] | WPSDGENRWH0010 | 2 |  | SCGWP100310A | Rev09 | Rev09 | 10.08 | [6 empty] | Y: Conditional per disposition |  | 1 |  |  |  | N |  |  |  | N |  | Process |  |  | Conditional per disposition | 2018 | 237 | 237 | 237 | 1
Electronic Zero Air Loss Condensate Drains for Compressed Air Systems | none | SDG&E | [14 empty] | WPSDGENRPR0003 | 0 | [13 empty] | 0 | [9 empty] | Process |  |  |  | n/a | 238 | 238 | 238 | 0
Glycol Pump Motor VFD | 10.05 | PG&E | [11 empty] | PGE3PPRO108 |  | 10.05 | [11 empty] | Y |  |  |  | 1 |  | N |  |  |  | N |  |  |  | Process |  |  |  | 2018 | 239 | 38 | 239 | 1
Industrial Blower | 10.01 | SCE | [8 empty] | SCE13PR006 |  | 10.01 | [17 empty] | Y | 1 | [9 empty] | Process |  |  |  | 2018 | 240 | 240 | 240 | 1
Industrial Blower Replacing Air Compressor | 10.01 | [9 empty] | SCE13PR006 |  | 10.01 | PGECOPRO111 |  | 10.01 | [11 empty] | N |  |  | Y | 1 |  | N |  |  |  | N |  |  |  | Process |  |  |  | 2018 | 241 | 271 | 241 | 1
Motor Upgrade | 10.07 | PG&E | [11 empty] | PGECOPUM105 | 0 | 10.07 | [11 empty] | Y |  |  | Y | 2 |  | N |  |  |  | N |  |  |  | Process |  |  |  | 2018 | 242 | 276 | 242 | 2
Pipe Insulation (Non-Space Conditioning) | 6.21 |  |  |  | 2017-08-01: WP to be revised to incorporate the last two (2014 & 2015) Impact Evaluation Reports, target completion Q4 2017 - SCG; 2017-10-01: WP under development. See August 2017 comment in Column I. - SCG | [6 empty] | WPSDGENRWH1202 |  |  | SCGWP110812A | 4 | Rev03 | 6.21 |  | 1 |  |  |  |  | Y |  | 1 |  |  |  | Y |  |  |  | N | Y-B | Water Heating |  |  |  | 2017 | 243 | 243 | 243 | n/a
Process Boilers (Including Direct Contact Water Heaters) | 6.10 |  |  |  | 2017-10-01: SCG is evaluating the 20MMBtuh cap to be increased. Needs data from SCG Custom and PG&E Custom. | [6 empty] | WPSDGENRPH0001 |  |  | WPSCGNRPH120206A | Rev05 | Rev05 | 6.10 | [5 empty] | Y | Y |  | 2 |  |  |  | N |  |  |  | N |  | Water Heating |  |  |  | 2018 | 244 | 244 | 244 | 2
Process Fan VSD | 10.06 |  |  |  | 2017-09-01: Updating workpaper based on Phase 1 review -SDG&E | SCE13PR008 | 1 | 10.06 | PGECOPRO110 | 1 | 10.06 | WPSDGENRPR0004 |  | 10.06 | [7 empty] | Y | Y |  |  | Y | 3 |  | N |  |  | Y | Y |  |  | Y-D | Process |  | Disposition |  | 2018 | 245 | 270 | 245 | 3
Tank Insulation | 6.22 | [12 empty] | PGECOPRO103 | 6 | 6.22 | WPSDGENRWH0014 | 0 | 6.22 | WPSCGNRMI050101A | 3 | Rev02 | 6.22 |  |  |  |  | Y |  | Y |  | 2 |  | N |  | Y |  | N |  | N | Y-B | Water Heating |  |  |  | 2018 | 246 | 267 | 246 | 2
Venturi/GEM Steam Trap | none | [30 empty] | 0 | [9 empty] | Process |  |  |  | n/a | 247 | 247 | 247 | 0
Water and Steam Process Boiler | 6.10 | PG&E | [11 empty] | PGECOPRO101 | 5 | 6.10 | [11 empty] | Y |  |  |  | 1 |  | N |  |  |  | N |  |  |  | Water Heating |  |  |  | 2018 | 248 | 266 | 248 | 1
Zero Air Loss Condensate Drains | 10.04 | SCE | [8 empty] | SCE13PR009 | 0 | 10.04 | [18 empty] | 0 | [9 empty] | Process |  |  |  | n/a | 249 | 249 | 249 | 0
Add Doors to Open Medium Temperature Cases | 1.18 | PG&E | [8 empty] | SCE13RN027 | 0 | 1.18 | PGE3PREF116 | R2 | 1.18 | [8 empty] | 1 |  |  | Y |  |  |  | 1 |  | N |  |  |  | N |  |  |  | Refrigeration |  |  |  | 2017 | 250 | 47 | 250 | n/a
Add Doors to Walk-in Cooler | 1.09 | PG&E | [11 empty] | PGE3PREF127 | R4 | 1.09 | [11 empty] | Y |  |  | Y | 2 |  | N |  |  |  | N |  |  |  | Refrigeration |  |  |  | 2018 | 251 | 58 | 251 | 2
Advanced Refrigeration Control Walk-In | 1.19 | PG&E | [11 empty] | PGECOREF124 | R1 | 1.19 | WPSDGENRRN0011 |  | 1.05 | [5 empty] | 1 |  |  | Y | Y |  |  | 2 |  | N |  |  |  | N |  |  |  | Refrigeration |  |  |  | 2017 | 252 | 318 | 252 | n/a
Anti-Sweat Heat (ASH) Controls | 1.01 | SCE |  |  | 2017-09-01: 4818 Cost Update , Baseline Update - SCE | SCE13RN009 | 2 | 1.01 | PGECOREF108 | R7 | 1.01 | WPSDGENRRN0009 | 1.1 | 1.01 |  |  |  |  | Y | 1 |  |  | Y | Y |  |  | 2 |  | N |  |  |  | N |  |  |  | Refrigeration |  |  |  | 2017 | 253 | 294 | 253 | n/a
Compressor Retrofit: Multiplex | 1.10 | PG&E | [11 empty] | PGE3PREF117 | R3 | 1.10 | [11 empty] | Y |  |  | Y | 2 |  | N |  |  |  | N |  |  |  | Refrigeration |  |  |  | 2018 | 254 | 48 | 254 | 2
Display Case ECM Motor Retrofit | 1.11 | PG&E | [11 empty] | PGE3PREF124 | R3 | 1.11 | [7 empty] | Y |  |  |  | Y |  |  | Y | 2 |  | N |  |  |  | N |  |  |  | Refrigeration |  |  |  | 2018 | 255 | 56 | 255 | 2
Efficient Condenser: Air-Cooled to Evap | 1.12 | PG&E | [11 empty] | PGE3PREF118 | R3 | 1.12 | [11 empty] | N |  |  | Y | 1 |  | N |  |  |  | N |  |  |  | Refrigeration |  |  |  | 2018 | 256 | 49 | 256 | 1
Efficient Condenser: Multiplex | 1.13 | PG&E |  |  | 2017-08-01: Retire in September |  |  |  | PGE3PREF119 | R3 | 1.13 | [11 empty] | N |  |  | Y | 1 |  | N |  |  |  | N |  |  |  | Refrigeration |  |  |  | 2018 | 257 | 50 | 257 | 1
Evaporator Fan Motors | 1.03 | SCE |  |  | 2017-09-01: Update 4818 - SCE | SCE13RN011 | 2 | 1.03 | PGECOREF109 | R6 | 1.03 | [7 empty] | Y | 1 |  |  | Y |  |  |  | 1 |  | N |  |  |  | N |  |  |  | Refrigeration |  |  |  | 2017 | 258 | 295 | 258 | n/a
Floating Head Pressure - Single Compressors | 1.14 | PG&E | [11 empty] | PGE3PREF129 | R3 | 1.14 | [11 empty] | Y |  |  | Y | 2 |  | N |  |  |  | N |  |  |  | Refrigeration |  |  |  | 2018 | 259 | 61 | 259 | 2
Insulation of Bare Refrigeration Suction Lines | 1.08 | SCE |  |  | 2017-09-01: Update 4818 - SCE | SCE13RN003 | 1 | 1.08 |  |  |  | WPSDGENRRN1000 | 0.1 | 1.08 | [5 empty] | 1 |  |  |  | Y |  |  | 1 | [9 empty] | Refrigeration |  |  |  | 2017 | 260 | 260 | 260 | n/a
Low ASH Display Doors | 1.02 | SCE |  |  | 2017-09-01: 4818 Cost Update , Baseline Update - SCE | SCE13RN018 | 2 | 1.02 | PGECOREF123 | R3 | 1.02 | [8 empty] | 1 |  |  | Y |  |  |  | 1 |  | N |  |  |  | N |  |  |  | Refrigeration |  |  |  | 2017 | 261 | 317 | 261 | n/a
Low Temp Coffin to Reach-In | 1.15 | PG&E | [11 empty] | PGE3PREF122 | R4 | 1.15 | [11 empty] | Y |  |  | Y | 2 |  | N |  |  |  | N |  |  |  | Refrigeration |  |  |  | 2018 | 262 | 53 | 262 | 2
Medium Temp Open Case Retrofit | 1.16 | PG&E | [11 empty] | PGE3PREF128 | R3 | 1.16 | [11 empty] | Y |  |  | Y | 2 |  | N |  |  |  | N |  |  |  | Refrigeration |  |  |  | 2018 | 263 | 60 | 263 | 2
New Low and Medium Temperature Display Cases with Doors | 1.17 | PG&E | [8 empty] | SCE13RN008 | 1 | 1.17 | PGECOREF104 | R6 | 1.17 | WPSDGENRRN0015 | 2.1 | 1.17 |  |  |  |  | Y | 1 |  |  | Y | Y |  |  | 2 |  | N |  |  |  | N |  |  |  | Refrigeration |  |  |  | 2017 | 264 | 292 | 264 | n/a
Night Covers for Vertical and Horizontal LT and MT Display Cases | 1.07 | SCE | [8 empty] | SCE13RN005 | 2 | 1.07 | PGECOREF101 | R6 | 1.07 | WPSDGENRRN0005 | 0.1 | 1.07 | [5 empty] | 1 |  |  | Y | Y |  |  | 2 |  | N |  |  |  | N |  |  |  | Refrigeration |  |  |  | 2017 | 265 | 279 | 265 | n/a
Refrigerated Storage Auto Closer | 1.04 | SCE |  |  | 2017-09-01: 4818 Cost Update , Baseline Update - SCE | SCE13RN024 |  | 1.04 | PGECOREF110 | R6 | 1.04 | WPSDGENRRN0110 | 1 | 1.04 |  |  |  |  | Y | 1 |  |  | Y | Y |  |  | 2 |  | N |  |  |  | N |  |  |  | Refrigeration |  |  |  | 2017 | 266 | 296 | 266 | n/a
Refrigeration Floating Suction and Head Pressure Controls | 1.06 | SCE |  |  | 2017-09-01: 4818 Cost Update , Baseline Update - SCE | SCE13RN023 |  | 1.06 | PGE3PREF121 | R3 | 1.06 | [8 empty] | 1 |  |  | Y |  |  |  | 1 |  | N |  |  |  | N |  |  |  | Refrigeration |  |  |  | 2017 | 267 | 52 | 267 | n/a
SCT Control: Multiplex | 1.06 | PG&E | [11 empty] | PGE3PREF120 | R4 | 1.06 | [11 empty] | Y |  |  | Y | 2 |  | N |  |  |  | N |  |  |  | Refrigeration |  |  |  | 2018 | 268 | 51 | 268 | 2
Ultra Low Temperature Freezer | none | PG&E |  |  |  | New workpaper - PG&E | New workpaper, expected August - PG&E | New workpaper. Uploaded to WPA on Monday, 8/7/17 |  | New workpaper adopting lead PGE workpaper- SDGE |  |  |  | PGECOREF126 PGECOREF130 |  |  | WPSDGENRRN0016 | 0 | [6 empty] | 1 |  |  | Y |  |  |  | 1 |  | N |  |  |  | N |  |  |  | Refrigeration | Retired this wp number, now is REF130 |  |  | 2017 | 269 | 319 | 269 | n/a | Risk; workpaper expected in July
Walk-in Cooler Evaporative Fan Cycling and VFD Control | 1.05 | SCE | [8 empty] | SCE13RN025 | 2 | 1.05 | PGECOREF106 | R6 | 1.05 | [7 empty] | Y | 1 |  |  | Y |  |  |  | 1 |  | N |  |  |  | N |  |  |  | Refrigeration |  |  |  | 2017 | 270 | 293 | 270 | n/a
Commercial Boiler Water Heating Control System | 6.17 | PG&E | [11 empty] | PGECODHW115 | 3 | 6.17 | [11 empty] | y |  |  |  | 1 |  | N |  |  |  | N |  |  |  | Water Heating |  |  |  | 2018 | 271 | 107 | 271 | 1
Demand Control for Centralized Water Heater Recirculation Pump | 6.18 | [9 empty] | SCE13WP002 | 1 | 6.18 | PGECODHW126 | 1 | 6.18 | [8 empty] | 1 |  |  | y |  |  |  | 1 |  | N |  |  |  | N |  |  |  | Water Heating |  |  |  | 2017 | 272 | 116 | 272 | n/a
Direct Contact Water Heater | 6.11 | [12 empty] | PGECOPRO106 | 5 | 6.11 | WPSDGENRWH0013 | 0.1 | [6 empty] | 1 |  |  | y | Y |  |  | 2 |  | N |  |  |  | N |  |  |  | Water Heating |  |  |  | 2017 | 273 | 269 | 273 | n/a
Faucet Aerator and Low Flow Showerhead | 6.01 |  |  |  | 2017-09-01: Updating, incorporating 4818 &Low Income - SCE; 2017-10-01: DEER Update, October Submittal - SCE | SCE13WP004 | 0 | 6.01 | PGECODHW125 | 5 | 6.01 | [8 empty] | 1 |  |  | y |  |  |  | 1 |  | N |  |  | Y | N |  |  | Y-D | Water Heating |  | Water-energy |  | 2017 | 274 | 115 | 274 | n/a
Faucet Aerators for Bathroom/Kitchen Sinks in Residential Buildings | 6.02 |  |  |  | 2017-10-01: Updating workpaper adopting DEER Measures-SDGE | [6 empty] | WPSDGEREWH1012 |  |  | WPSCGREWH120618A | Rev03 |  | 6.02 | Y | 1 |  |  |  | Y | Y |  | 2 |  |  |  | N |  |  |  | N |  | Water Heating |  | Water-energy |  | 2017 | 275 | 275 | 275 | n/a
Heat Pump Water Heater | 6.16 | SCE |  |  | 2017-09-01: Updating, incorporating Low Income - SCE; DEER 2017 update, Statewide UEF update - PG&E; 2017-10-01: DEER Update, October Submittal - SCE | SCE13WH001 | 3 | 6.16 | PGECODHW106 | 6 | 6.16 | WPSDGEREWH0022 | 0 | 6.16 |  |  |  |  | Y | 1 |  |  | Y | Y |  |  | 2 |  | N |  |  |  | N |  |  |  | Water Heating |  |  |  | 2017 | 276 | 105 | 276 | n/a
High Effic. Central Storage Type Nat. Gas Water He | 6.13 | PG&E | [11 empty] | PGECODHW114 | 6 | 6.13 | [7 empty] | Y |  |  |  | y |  |  |  | 1 |  | N |  |  |  | N |  |  |  | Water Heating |  |  |  | 2018 | 277 | 106 | 277 | 1
High Efficiency DHW Boiler (>75 mBTU/h) | 6.07 | PG&E | [11 empty] | PGECODHW124 | 1 | 6.07 | [8 empty] | 1 |  |  | N |  |  |  | 0 |  | N |  |  |  | N |  |  |  | Water Heating |  |  |  | 2017 | 278 | 114 | 278 | n/a
Domestic Water Heating Boiler | 6.07 | PG&E | [11 empty] | PGECODHW101 | 7 | 6.07 | [11 empty] | y |  |  |  | 1 |  | N |  |  |  | N |  |  |  | Water Heating |  |  |  | 2018 | 279 | 98 | 279 | 1
Hot Water Line Insulation Electric | none | SDG&E | [14 empty] | WPSDGENRWH1200 | [7 empty] | 1 | [6 empty] | 0 | [9 empty] | Water Heating |  |  |  | 2017 | 280 | 280 | 280 | n/a
Laminar Aerator Device for Health Care | none | [23 empty] | 1 |  |  |  |  | Y |  | 1 |  |  |  | Y |  |  |  | N | Y-B | Water Heating |  | Water-energy |  | 2017 | 281 | 281 | 281 | n/a
Low-Flow Showerheads | 6.03 |  |  |  | 2017-06-01: Submitted in May 2017, update for 2016 code change - SCG; 2017-08-01: Revised wp submitted in 5/12/2017. Rev 05 Update due to change in flow rate baseline per CEC code, 1.0 and 1.25 LFSH measures added - SCG | [6 empty] | WPSDGEREWH1061A |  |  | SCGWP100303A | Rev05 | Rev00 | 6.03 | Y | 1 |  |  |  | Y | Y |  | 2 |  |  |  | N |  |  |  | N |  | Water Heating |  | Water-energy |  | 2017 | 282 | 282 | 282 | n/a
MF Central Boiler Tankless Water Heater | 6.12 | [18 empty] | WPSCGREWH131030A | Rev00 | Rev00 | 6.12 |  | 1 |  |  |  |  | Y |  | 1 |  |  |  | N |  |  |  | N |  | Water Heating |  |  |  | 2017 | 283 | 283 | 283 | n/a
MF Central Recirc System Pipewrap | none | SDG&E | [14 empty] | WPSDGEREWH1203 | 0 | [5 empty] | Y | [7 empty] | 0 | [9 empty] | Water Heating |  |  |  | n/a | 284 | 284 | 284 | 0
MF Central Storage Water Heater | 6.13 | SCG | [17 empty] | WPSCGREWH130613A | Rev00 | Rev00 | 6.13 |  | 1 |  |  |  |  | Y |  | 1 |  |  |  | N |  |  |  | N |  | Water Heating |  |  |  | 2017 | 285 | 285 | 285 | n/a
Multifamily DHW RCx, Training, and Boiler Reset Controller | 6.19 | [15 empty] | WPSDGERECS0001 |  |  | SCGWP100315A | Rev01 | Rev01 | 6.19 |  | 1 |  |  |  | Y | Y |  | 2 |  |  |  | N |  |  |  | N |  | Water Heating |  |  |  | 2017 | 286 | 286 | 286 | n/a
On Demand Pump Control for Campus Housing | none | SCG |  |  | 2017-09-01: To be replaced with Commercial Recirc Pump Control WP (Row 341).; 2017-10-01: Confirm with the EAR team for sunsetting the wp. | [19 empty] | Y | Y | 2 |  |  |  | N |  |  |  | N |  | Water Heating |  |  |  | 2018 | 287 | 287 | 287 | 2
On Dmd Pump Ctrl Central DHW | 6.18 | [15 empty] | WPSDGENRWH1201 | 0 |  | WPSCGREWH161128A | Rev00 | Rev00 | 6.18 | [5 empty] | Y | Y | Y | 3 |  |  |  | N |  |  |  | N |  | Water Heating |  |  | See SCG WP ID | 2018 | 288 | 288 | 288 | 3
Power Pipe | none | [28 empty] | N |  | 0 |  |  |  | N |  |  |  | N |  | Water Heating |  |  |  | n/a | 289 | 289 | 289 | 0
Recirculation Pump Time Clocks | none | [23 empty] | 2 | 1 |  |  |  | Y |  | 1 |  |  |  | N |  |  |  | N |  | Water Heating |  |  |  | 2017 | 290 | 290 | 290 | n/a
Res HW Control | none |  |  |  | 2017-09-01: New WP draft in review. To be submitted to WPA in Oct. 2017 | [9 empty] | WPSCGNRWH170313A | Rev00 | [9 empty] | Y | 1 | [9 empty] | Water Heating |  |  |  | 2018 | 291 | 291 | 291 | 1
Residential Gas Storage Water Heater | 6.14 | PG&E |  |  | 2017-09-01: DEER 2017 update, Statewide UEF update - PG&E; 2017-10-01: DEER 2017 update, Statewide UEF update - PG&E |  |  |  | PGECODHW104 | 5 | 6.14 | [7 empty] | Y | 1 |  |  | Y |  |  |  | 1 |  | N |  |  |  | N |  |  |  | Water Heating |  |  |  | 2017 | 292 | 104 | 292 | n/a
Storage Water Heater (Non-Res) | 6.09 |  |  |  | 2017-10-01: UEF change under review. DEER Water Heater Calculator is under modification. |  |  |  | PGECODHW103 | 6 | 6.09 | WPSDGENRWH1205 | 0 | 6.09 | WPSCGNRWH120206A | 9 |  | 6.09 | Y | 1 |  |  | y | Y | Y |  | 3 |  | N |  | N |  | N |  | N |  | Water Heating |  |  |  | 2017 | 293 | 99 | 293 | n/a
Instantaneous Water Heater | 6.15 | PG&E | [11 empty] | PGECODHW122 | 2 | 6.15 | [11 empty] | N |  |  |  | 0 |  | N |  |  |  | N |  |  |  | Water Heating |  |  |  | n/a | 294 | 112 | 294 | 0
Tankless Single-Family & Multi-Family Applications | 6.15 |  |  |  | 2017-08-01: WP revision needed for the new UEF ratings. Target completion Q4 2017. - SCG |  |  |  | TBD | [5 empty] | WPSCGREWH120919A | Rev03 |  | 6.15 | Y | 1 |  |  |  |  | Y |  | 1 |  |  |  | N |  |  |  | N |  | Water Heating |  |  |  | 2017 | 295 | 322 | 295 | n/a
Tankless Single-Family Tier II | 6.15 |  |  |  | 2017-08-01: WP revision needed for the new UEF ratings. Target completion Q4 2017. - SCG |  |  |  | TBD | [5 empty] | WPSCGREWH140122A | Rev00 |  | 6.15 | Y | 1 |  |  |  |  | N |  | 0 |  |  |  | N |  |  |  | N |  | Water Heating |  |  | DEER 2015 | 2017 | 296 | 323 | 296 | n/a
Tankless Water Heater (Non-Res) | 6.08 | [12 empty] | TBD |  |  | WPSDGENRWH1206 | 0 | 6.08 | WPSCGNRWH120206B | Rev06 |  | 6.08 | Y | 1 |  |  |  | Y | Y |  | 2 |  |  |  | N |  |  |  | N |  | Water Heating |  |  |  | 2017 | 297 | 324 | 297 | n/a
Temperature-Initiated Shower Flow Restriction Valve with and without an Integrated Low-Flow Showerhead | 6.04 | [15 empty] | WPSDGEREWH1000 | 1 |  | SCGWP100303B | Rev06 | Rev06 | 6.04 | [5 empty] | Y | Y | Y | 3 |  |  |  | N |  |  |  | N |  | Water Heating |  |  | See SCG WP ID | 2018 | 298 | 298 | 298 | 3
Therm Savings Kit | 6.06 |  |  |  | 2017-08-01: WP revision needed to reflecte new LFSH/Aerator Savings. Target completion Q3 2017. - SCG | [6 empty] | WPSDGEREWH1063 | 4 |  | SCGWP100309A | Rev05 | Rev05 | 6.06 | [5 empty] | Y | Y |  | 2 |  |  |  | Y |  |  |  | N | Y-B | Water Heating |  |  |  | 2018 | 299 | 299 | 299 | 2
Refrigerator and Freezer Recycling | none | [22 empty] | Y | 2 | 1 | [5 empty] | 0 | [9 empty] | Appliance or Plug Load |  |  |  | 2017 | 300 | 300 | 300 | n/a
Residential Onsite Survey | none | [23 empty] | 2 | 1 | [5 empty] | 0 | [9 empty] | Miscellaneous |  |  |  | 2017 | 301 | 301 | 301 | n/a
Refrigeration Strip Curtains | none | [22 empty] | Y |  | 1 | [5 empty] | 0 | [9 empty] | Refrigeration |  |  |  | n/a | 302 | 302 | 302 | n/a
Non Res Lighting Control Measures | none | [22 empty] | Y | [7 empty] | 0 | [9 empty] | Lighting |  |  |  | n/a | 303 | 303 | 303 | 0
Vending Machine Controller- Non-Refrigerated | none | [22 empty] | Y | [6 empty] | Y | 1 | [9 empty] | Appliance or Plug Load |  |  |  | 2018 | 304 | 304 | 304 | 1
Non Res High Efficiency Clothes Washer in MF Properties | none | [22 empty] | Y | [7 empty] | 0 | [9 empty] | Appliance or Plug Load |  |  |  | n/a | 305 | 305 | 305 | 0
Non Res Energy Star UPS | none | [22 empty] | Y | [7 empty] | 0 | [9 empty] | Appliance or Plug Load |  |  |  | n/a | 306 | 306 | 306 | 0
Non Res Plug Load Occupancy Sensor | none | [22 empty] | Y | [6 empty] | Y | 1 | [9 empty] | Appliance or Plug Load |  |  |  | 2018 | 307 | 307 | 307 | 1
LED Holiday Lights | none | [22 empty] | Y | [7 empty] | 0 | [9 empty] | Lighting |  |  |  | n/a | 308 | 308 | 308 | 0
Residential Energy Star Dishwasher | none | [22 empty] | Y | [5 empty] | Y | Y | 2 |  |  |  | N |  |  |  | N |  | Appliance or Plug Load |  |  |  | 2018 | 309 | 309 | 309 | 2
Residential Solar Attic Fan | none | [22 empty] | Y | [7 empty] | 0 | [9 empty] | Building Envelope |  |  |  | n/a | 310 | 310 | 310 | 0
Residential Solar Screen | none | [22 empty] | Y | [7 empty] | 0 | [9 empty] | Building Envelope |  |  |  | n/a | 311 | 311 | 311 | 0
Residential Reduced Building Leakage | none | [22 empty] | Y | [6 empty] | Y | 1 | [9 empty] | Building Envelope |  |  |  | 2018 | 312 | 312 | 312 | 1
Residential Electric Domestic Hot Water Storage Heater | none | [22 empty] | Y | [7 empty] | 0 | [9 empty] | Water Heating |  |  |  | n/a | 313 | 313 | 313 | 0
Water Energy Nexus | 11.05 | PG&E |  |  | 2017-05-01: Short Form - PG&E |  |  |  | PGECOALL112 |  | 11.05 | [11 empty] | Y |  |  |  | 1 |  | N |  |  |  | N |  |  |  | Miscellaneous |  |  |  | 2018 | #N/A | 82 | #N/A | 1
Under Counter Type Commercial Dishwasher | 7.13 | PG&E |  |  | 2017-05-01: 6/1/2017 proposed effective date - PG&E |  |  |  | PGECOFST127 |  | 7.13 | [11 empty] | Y |  |  |  | 1 |  | N |  |  |  | N |  |  |  | Appliance or Plug Load |  |  |  | 2018 | #N/A | 146 | #N/A | 1
Commercial Hand Wrap Machines | none | PG&E | [11 empty] | PGECOFST128 | [13 empty] | Y |  |  |  | 1 |  | N |  |  |  | N |  |  |  | Food Service |  |  |  | 2018 | #N/A | 149 | #N/A | 1
Single Package Vertical Heat Pump | none | PG&E |  |  | June Update - PG&E | June Update - PG&E | September update - PG&E | September update - PG&E |  | New workpaper. submitted 10/2 - PG&E |  |  |  | PGECOHVC172 | [13 empty] | Y |  |  |  | 1 |  | N |  |  |  | N |  |  |  | HVAC |  |  |  | 2018 | #N/A | 209 | #N/A | 1
Water-Cooled Chillers | none | PG&E |  |  | Short Form - PG&E | Short Form - PG&E | Short Form - PG&E | Short Form - PG&E | [5 empty] | PGECOHVC173 | [13 empty] | Y |  |  |  | 1 |  | N |  |  |  | N |  |  |  | HVAC |  |  |  | 2018 | #N/A | 211 | #N/A | 1
Pump Upgrade | none | PG&E |  |  | May Update - PG&E | June Update - PG&E | New workpaper, expected August - PG&E | New workpaper. Reviewing DOE energy conservationstandard data. Expected WP upload September. | New Workpaper submission with effective date 1/1/2018 - PG&E | New Workpaper submission with effective date 1/1/2018 - PG&E |  |  |  | PGECOPUM106 | [13 empty] | Y |  |  |  | 1 |  | N |  |  |  | N |  |  |  | Agriculture |  |  |  | 2018 | #N/A | 277 | #N/A | 1
Residential Circulating Pump | none | PG&E |  |  | 2017-05-01: May Update - PG&E |  |  |  | PGECOPUM107 | [13 empty] | Y |  |  |  | 1 |  | N |  |  |  | N |  |  |  | Water Heating |  |  |  | 2018 | #N/A | 278 | #N/A | 1
Ceiling Insulation | none | [25 empty] | Y |  | Y | Y |  | 3 | [9 empty] | Building Envelope |  |  |  | 2018 |  |  |  | 3
Cool Roof | none | [25 empty] | N |  | N | N |  | 0 | [9 empty] | Building Envelope |  |  |  | n/a |  |  |  | 0
Floor Insulation | none | [25 empty] | Y |  | N | N |  | 1 | [9 empty] | Building Envelope |  |  |  | 2018 |  |  |  | 1
Heat Curtain | none | [25 empty] | N |  | Y | Y |  | 2 | [9 empty] | Agriculture |  |  |  | 2018 |  |  |  | 2
Wall insulation | none | [25 empty] | Y |  | Y | Y |  | 3 | [9 empty] | Building Envelope |  |  |  | 2018 |  |  |  | 3
Chilled and Hot water loop reset | none | [25 empty] | Y |  | Y | N |  | 2 | [9 empty] | HVAC |  |  |  | 2018 |  |  |  | 2
Damper controlled VAV | none | [25 empty] | N |  | Y | N |  | 1 | [9 empty] | HVAC |  |  |  | 2018 |  |  |  | 1
Duct Insulation | none | [25 empty] | Y |  | N | N |  | 1 | [9 empty] | HVAC |  |  |  | 2018 |  |  |  | 1
LED Exit Sign | none | [25 empty] | N |  | N | N |  | 0 | [9 empty] | Lighting |  |  |  | n/a |  |  |  | 0
Lighting Timeclock | none | [25 empty] | Y |  | Y | N |  | 2 | [9 empty] | Lighting |  |  |  | 2018 |  |  |  | 2
Window Film | none | [25 empty] | Y |  | N | N |  | 1 | [9 empty] | Building Envelope |  |  |  | 2018 |  |  |  | 1
Commercial Faucet Aerator | none | SCG |  |  | 2017-05-01: To be submitted this month - SCG; 2017-07-01: Submitted to WPA on 5/11/2017 - SCG | [9 empty] | WPSCGNRWH161222A | Rev00 | [8 empty] | Y |  | 1 | [9 empty] | Water Heating |  |  |  | 2018 |  |  |  | 1
Commercial Recirculation Pump Control | none | SCG |  |  | To be submitted this month - SCG | To be submitted this month - SCG | Submitted on 6/16/2017 & review commetns from EAR team on 7/5/2017. Not approved. - SCG | WP will be revised for ED review comments and resubmitted to WPA in Q4 2017 - SCG |  | SCG's response to the preliminary EAR was submitted to WPA. WP to be revised by Q4 2017. | [9 empty] | WPSCGNRWH161128B | Rev00 | [8 empty] | Y |  | 1 | [9 empty] | Water Heating |  |  |  | 2018 |  |  |  | 1
MultiFamily Recirculation Pump Control | 6.18 | SCG |  |  | 2017-05-01: Submitted in March 2017 - SCG | [9 empty] | WPSCGREWH161128A | Rev00 |  | 6.18 | [6 empty] | Y |  | 1 | [9 empty] | Water Heating |  |  |  | 2018 |  |  |  | 1
Commercial Low-Flow Showerhead | none | SCG |  |  | 2017-05-01: To be submitted this month - SCG; 2017-07-01: Submitted on 6/13/2017 & review comments from EAR team on 7/5/2017. not approved. - SCG; 2017-08-01: WP will be revised for ED review comments and resubmitted to WPA in Q4 2017 - SCG | [9 empty] | WPSCGNRWH170412A | Rev00 | [8 empty] | Y |  | 1 | [9 empty] | Water Heating |  |  |  | 2018 |  |  |  | 1
Commercial Gas Dryer Modulating Valve | none | SCG |  |  | 2017-05-01: Hold for comments from PG&E - SCG; 2017-06-01: Hold for comments from PG&E - SCG; 2017-07-01: Submitted to WPA on 7/11/2017 - SCG | [9 empty] | WPSCGNRAP170103A | Rev00 | [8 empty] | Y |  | 1 | [9 empty] | Appliance or Plug Load |  |  |  | 2018 |  |  |  | 1
Dual Set Point Boiler Control for MF Space Heating | none | SCG |  |  | 2017-08-01: New WP under development, target completion in Q4 2017- SCG; 2017-10-01: New WP under development, to be completed in Q4 2017. | [9 empty] | TBD | [21 empty] | HVAC
Residential Dishwasher, 199 kWh EAEU |  | SCG |  |  | 2017-08-01: New, modifie-DEER measure WP under development, target completion in Q3 2017- SCG; 2017-09-01: New WP draft in review. To be submitted on WPA in Oct 2017.; 2017-10-01: New WP draft in review. To be submitted on WPA in Oct 2017. | [9 empty] | WPSCGREAP170726A | Rev00 | [20 empty] | Appliance or Plug Load
Conveyor Broiler, Commercial Foodservice |  | SCG |  |  | 2017-08-01: New WP under development, target completion in Q4 2017- SCG; 2017-10-01: New WP under development, to be completed in Q4 2017. | [9 empty] | TBD | [21 empty] | Food Service
Residential Condensing Wall Furnace |  | SCG |  |  | 2017-09-01: New WP under development, to be completed in Q1 2017.; 2017-10-01: New WP under development, to be completed in Q1 2018. | [9 empty] | TBD | [21 empty] | HVAC
Multi Speed Unitary Air-Cooled Commercial Air Conditioning Equipment | none | PG&E |  |  | 2017-10-01: New WP under development, to be submitted Q4 2017 - PG&E |  |  |  | PGECOHVC174 | [27 empty] | HVAC
Residential Window Replacement | none | SDG&E |  |  | 2017-10-01: New WP under development, to be completed by Q4 2017 | [6 empty] | WPSDGEREBS0001
Note on AZ7: Ayad Al-Shaikh: n/a if reviewed for 2017
Note on AG15: Tim: Not chosen for 2017 review, need to add to 2018 consolidation list
Note on AR22: ayad_alshaikh@hotmail.com: Changed from "Miscellaneous"
Note on AR26: Ayad Al-Shaikh: Moved to Refrigeration on 5/15/17
Note on A71: Jason H Wang: Duplicate of SCE13CC001?
Note on BA71: Jason H Wang: Duplicate of SCE13CC001?
Note on O78: ayad_alshaikh@hotmail.com: removed "PGECOHVC139"
Note on AR115: Ayad Al-Shaikh: Moved to Water Heating on 5/15/17
Note on L123: Ayad Al-Shaikh: changed from SCDE13HC029
Note on AR139: Ayad Al-Shaikh: Moved to Refrigeration on 5/15/17
Note on AR223: Ayad Al-Shaikh: Moved to Food Services on 5/15/17
Note on AR226: Ayad Al-Shaikh: moved to Agriculture on 5/15/17
Note on U235: Ayad Al-Shaikh: New workpaper number (added)
Note on U236: Ayad Al-Shaikh: New workpaper number (added)
Note on AR243: Ayad Al-Shaikh: Changed from Process on 5/15/17
Note on AR251: Ayad Al-Shaikh: Move to Water Heating on 5/15/17
Note on AR252: Ayad Al-Shaikh: Changed from Process on 5/15/17
Note on AR254: Ayad Al-Shaikh: Changed from Process on 5/15/17
Note on AR256: Ayad Al-Shaikh: Changed from Process on 5/15/17
Note on A329: Ayad Al-Shaikh: 2016 - RB-BS-CeilIns-VintR-AddR30
Note on AR329: Ayad Al-Shaikh: Changed from HVAC on 5/15/17
Note on A330: Ayad Al-Shaikh: no claims in 2016
Note on AR330: Ayad Al-Shaikh: Changed from HVAC on 5/15/17
Note on A331: Ayad Al-Shaikh: no claims in 2016
Note on AR331: Ayad Al-Shaikh: Changed from HVAC on 5/15/17
Note on A332: Ayad Al-Shaikh: 2016 Grnhs-Shell-ThermCurt
Note on A333: Ayad Al-Shaikh: 2016 RB-BS-BlowInIns-R0-R13
Note on AR333: Ayad Al-Shaikh: Changed from HVAC on 5/15/17
Note on A334: Ayad Al-Shaikh: 2016 D03-044, -045
Note on A335: Ayad Al-Shaikh: 2016 D03-050
Note on A336: Ayad Al-Shaikh: 2016 WB-13144
Note on A337: Ayad Al-Shaikh: no claims in 2016
Note on A338: Ayad Al-Shaikh: 2016 D03-010
Note on A339: Ayad Al-Shaikh: 2016 SCE13HC002.2, WPSDGENRBS0001-Rev01-Msr001
Note on AR339: Ayad Al-Shaikh: Changed from HVAC on 5/15/17

## Menus (hidden)
CPUC Comments | Cal TF status | New WP Idea
Early collaboration | - | Draft - In Development
Workpaper comments | Suggested for Review | Draft - Complete Internal Review
| Pending Review | Internal Review – Approved
| Currently Under Review | Internal Review – Changes Suggested
| Workpaper Not Approved | External Review
| Workpaper Approved | External Review – Approved
| Interim Workpaper Approved | External Review – Changes Suggested
In Use
Retired
Active
Inactive

## Summary
Measure Summary Table:
Measure Category | Total | 2017 Measures | Zero Votes | 2018 Measures | Zero Votes
Agriculture | 13 | 5 | 4 | 3 | 1 | PG&E
Appliance or Plug Load | 40 | 12 | 8 | 16 | 3 | SCE
Building Envelope | 12 | 0 | 0 | 8 | 4 | SCG
Food Service | 22 | 14 | 5 | 2 | 0 | SDG&E
HVAC | 80 | 2 | 0 | 67 | 8 | LADWP
Lighting | 74 | 3 | 0 | 29 | 42 | SMUD
Miscellaneous | 9 | 1 | 0 | 6 | 2 | CalTF Staff
Motors | 0 | 0 | 0 | 0 | 0 | MCE
Pools | 12 | 1 | 0 | 5 | 6
Process | 14 | 0 | 0 | 9 | 5
Refrigeration | 24 | 13 | 1 | 9 | 1
Water Heating | 41 | 20 | 0 | 17 | 4
| 341 | 71 | 18 | 171 | 76
Last Updated Table:
Group | Date Last Updated |  | By (initials) |  | Comment
CalTF Staff | 2017-05-04 |  | A.Al-Shaikh |  | Added "Last Update" table and Measure Lead column ("C") on the 'All Workpapers (2017)' sheet.
CalTF Staff | 2017-05-11 |  | T. Melloch |  | Updated lines 324-334 to reflect round 2 review re: 2018 use (columns O-T)
CalTF Staff | 2017-05-15 |  | A.Al-Shaikh |  | Updated workpaper/measure reference numbers (lookup sheet called "CategoryLog" also updated. Updated "Update Table" so that comment history will be saved. Updated Measure Categories to be consistent with Category Summary sheets that are being developed.
CalTF Staff | 2017-05-23 |  | A.Al-Shaikh |  | Added update dates for IOUs to the "All Workpapers (2017) tab. Added Status column (AI), so that 2017, 2018, and new measures could be identified easily. Grouped/hid some extra columns.
CalTF Staff | 2017-06-06 |  | A.Al-Shaikh |  | Added revision number look-up table that is linked to information coming from the Technology Summary files (not yet available for Lighting or HVAC). "Changing" shading added to workpapers that may change due to dispositions or existing conditions baselines. Added workpaper "Status", "Active?", and "Comments" columns.
Note on D3: Ayad Al-Shaikh: Likely due to measure not planned active in 2018. Existing conditions baseline changes could revive this list.

## Original Order (hidden)
WP Name
Agricultural Milk Transfer Pump VSD | 1
Agricultural Pump System Overhaul for Pumps Up To 25 HP | 2
Agricultural Ventilation Fans | 3
CHR Unit - Electric and Gas | 4
Farm Sprinkler to Micro Irrigation Conversion | 5
Low Pressure Sprinkler Nozzles | 6
Milk Cooling Scroll Compressor | 7
Milk Pump VFD | 8
Milk Transfer Pump VSD | 9
Variable Frequency Drive on Agricultural Well Pumps (<=300hp) NEW Express only | 10
Appliance Recycling - Clothes Washers | 11
Audio Equipment | 12
Beverage Merchandise Controller | 13
Vending Machine Controller | 14
Blu-Ray and DVD Players | 15
Clothes Washer Recycling | 16
Cold Water Default Clothes Washer | 17
Commercial Reach-In Refrigerators and Freezers | 18
Data Analytics Platform | 19
Energy Efficient TV | 20
Energy Star Clothes Dryers | 21
Energy Star Clothes Washers | 22
Energy Star Refrigerator | 23
Home Energy Check Up | 24
Home Energy Reports | 25
Industrial CO2 Laundry | 26
In-Home Displays | 27
Load Monitor | 28
Ozone Laundry Nonresidential | 29
Power Management Software for Networked Computers | 30
Recycling of Appliances Preventing Continued Use | 31
Res Ozone Laundry | 32
Retail Plug Load | 33
Set Top Boxes | 34
Smart Power Strips | 35
Smart/Connected Plugs | 36
Smart/Connected Refrigerator | 37
Tier 2 Advanced Power Strip | 38
Smart/Connected Tier 2 Power Strips | 39
Smart/Connected Washer | 40
Smart/Connected Whole Home Bundle | 41
SmartHub | 42
Radiant Barrier | 43
Reflective Window Film | 44
Tint Window Retrofit | 45
Weatherization | 46
Coml Conveyor Oven-Gas | 47
Commercial Convection Oven | 48
Commercial Dishwashers | 49
Commercial Electric Combination Oven | 50
Commercial Electric Deck Oven | 51
Commercial Electric Griddles | 52
Commercial Electric Steamers | 53
Commercial Hand Wrap Machines | 54
Commercial High Density Universal Holding Cabinets | 55
Commercial Ice Machines | 56
Commercial Pressure Fryer | 57
Deck Ovens | 58
Double Oven | 59
Electric Fryers | 60
Exhaust Hood Demand Controlled Ventilation | 61
Finned-Bottom Stock Pot (Foodservice) | 62
Glass Door Freezers | 63
Insulated Hot Food Holding Cabinets | 64
Low-Flow Pre-Rinse Spray Valves Direct Install | 65
Air Cooled Packaged Chillers | 66
Air Filter Alarm | 67
Air Filter Replacement | 68
Air Handler Variable Speed Motor | 69
Brushless Fan Motor for Central AC | 70
Calif Cilmate AC Upgradex | 71
Classroom HVAC Occupancy Sensor | 72
Cogged V-belt Non-residential HVAC Fans | 73
Commercial Condenser Coil Cleaning | 74
Commercial Condenser Coil Combing | 75
Commercial Economizer | 76
Commercial Evaporator Coil Cleaning | 77
Comprehensive Commercial HVAC Rooftop Unit Quality Maintenance | 78
Demand Control Ventilation | 79
Direct Evaporative Coolers | 80
Direct-Indirect Evaporative Coolers | 81
Duct Test & Seal: Residential | 82
Ductless Mini-Split AC Units under 24 kBtuh | 83
Ductless Mini-Split and Multi-Split AC and HP units under 65kBtuh | 84
Economizer Control | 85
Economizer Control for Package AC | 86
Economizer Repair ADEC AC Only Units | 87
Economizer Repair for Entertainment Center | 88
Economizer Repair for Package AC | 89
Efficient Fan Controller for Residential Air Conditioners | 90
Energy Star Room Air Conditioners | 91
Enhanced Time Delay BPM Motor | 92
Enhanced Ventilation for Packaged HVAC Units with Gas Heating and Package HPs | 93
Evaporator Coil Cleaning | 94
Fan Stop Delay HVAC Chip | 95
Furnaces AFUE 95 | 96
Furnaces AFUE 97 | 97
95 AFUE Furnace Res | 98
97 AFUE Furnace Res | 99
Res 92% AFUE | 100
Gravity Wall Heater | 101
H2AC (Rooftop Units) | 102
Heat Pump Electric Resistance Heaters | 103
High Efficiency PTACs & HPs 24kBtuh and under | 104
High Performance Evaporatively Pre-Cooled Condenser | 105
Indirect Evaporative Dedicated Outdoor Air System (DOAS) | 106
Pipe Insulation | 107
Portable Room Air Conditioners | 108
Programmable Communicating Thermostats | 109
PTAC ACC | 110
PTAC EMS | 111
PTAC/PTHP Controller | 112
Quality Installation for Residential Split Systems | 113
Refrigerant Charge | 114
Residential HVAC Quality Maintenance | 115
Residential HVAC To Code | 116
Residential Single Family and Multi-Family Condenser Coil Cleaning | 117
Setback Programmable Thermostat Controls | 118
Smart Thermostat | 119
Smart/Connected Thermostat | 120
Space Heating Boiler | 121
Unitary Air Cooled Commercial AC Units 65 kBtuh and Larger | 122
Unitary Air Cooled Split and Packaged AC and HP Units under 65 kBtuh | 123
65 - 134 KBTU/H, EER = 11.5 AND MIN IEER = 13 | 124
Air Cooled Constant Speed Screw Chiller w/1 Compressor (>= 150 tons, 10.5 Min EER, 14.5 Min IPLV) | 125
Unoccupied Supply Fan Control | 126
Upstream Residential HVAC | 127
Variable Speed Drive on Cooling Tower Fan Control (New Construction) | 128
Variable Speed Drive on HVAC Fan Control | 129
Vertical Closed Transparent, Remote Condensing Commercial Refrigerators (VCT.RC.M) < 35 ft2 Total Display Area, ROB | 130
Vertical Open, Remote Condensing Commercial Refrigerators (VOP.RC.M) < 30 ft2 Total Display Aare , ROB | 131
VFD Demand Control System Retrofit to Parking Structure Exhaust Fan | 132
VFD Retrofit to Central Plant Systems | 133
VRF Commercial HPs and Heat Recovery Systems larger than 65kBtuh | 134
Water Cooled AC and Residential AC with an Evaporative Condenser | 135
Water Cooled Chiller | 136
Water Source Heat Pump | 137
Whole House Fans | 138
Window Evaporative Coolers | 139
<2ft Channel Letter Signage (Red) (Dusk to Dawn) LED replacing Neon Channel Letter Signage | 140
33 Watt 3-Way CFL replacing Com CFL Base Case | 141
33 Watt Integral Spiral CFL replacing Com CFL Base Case, Total Watts = 3.57 x Msr Watts | 142
50 to 90 Watt Exterior LED Fixture Below 24 ft. with Motion Control and Photo Sensor replacing 150 Watt HPS | 143
5-Watt LED A-Lamp 310-749 Lumens | 144
Ceramic Metal Halide (CMH) Lamp | 145
CFL Plug in Lamps | 146
Cold Cathode Lighting | 147
Dimming Ballast | 148
Downstream Interior Integral Non-dimmable (Screw-in) CFLs | 149
Energy Star Ceiling Fan with CFLs | 150
Exterior Induction Lighting | 151
Exterior LED Lamp Replacement | 152
Exterior LED Luminaire with Integrated Occupancy Sensor | 153
Exterior LED Wall Pack Fixtures | 154
Exterior Lighting Retrofits | 155
Fluorescent De-Lamping | 156
Fluorescent Fixture to Fluorescent Fixture Retrofit | 157
Fluorescent Lamp to Fluorescent Lamp | 158
Fluorescent to LED Retrofits in Reach-In Display Cases | 159
High Performance Linear Fluorescent Fixtures | 160
Integrated Ballast Ceramic Metal Halide Par Lamps | 161
Integrated Linear Fluorescent Occupancy Sensor | 162
Interior Bi-Level Stairwell Lighting | 163
Interior Compact Fluorescent Fixture | 164
Interior Induction Lighting | 165
Interior LED Downlight Fixtures | 166
Interior LED Lamps | 167
Interior Linear Fluorescent Fixture | 168
Interior Pulse Start or Ceramic Metal Halide Fixtures | 169
LED Candelabra Replacements | 170
LED Ceiling Mounted Downlight Fixtures, LED Vanity Fixtures, LED Sconce Fixtures | 171
LED Channel Signs | 172
LED Downlight Res Retrofit | 173
LED Exterior Landscape Lighting Fixture | 174
LED globe: <3 Watts | 175
LED GU-24 Lamps | 176
LED High and Low Bay Fixtures | 177
LED Lamp Style Retrofit Kits | 178
LED Menu Boards | 179
LED Night Light | 180
LED PAR16: <6 Watts | 181
LED R-BR: <11 Watts | 182
LED Recessed Suspended or Surface Mounted Panels | 183
LED Refrigeration Case Lighting | 184
LED Refrigeration Case Lighting with Occupancy Sensors | 185
LED Residential Exterior Fixtures | 186
LED Street Lighting | 187
LED Troffer and Panel retrofits | 188
LED Troffer Retrofit Kit | 189
LED Tubes | 190
Linear Fluorescent Dimming Ballast | 191
Non Res Master Lighting Lookup Table | 192
Occupancy Sensors Wall or Ceiling Mounted | 193
Outdoor Pathway LED | 194
Photocell | 195
Pin Based Exterior Compact Fluorescent Lamp (CFL) Fixture | 196
Refrigerated Case Door Aisle Traffic Sensor | 197
Replace Neon Open Sign with LED Open Sign | 198
Res Master Lighting Lookup Table | 199
Residential LED Landscape Lighting - 5 Watts or Less replacing MR16 Basecase, Total Watts = 4.24 x Msr Watts | 200
Retrofit MR16, PAR20, PAR30, and PAR38 Fixtures with LED Lamps | 201
LED MR-16: <6 Watts | 202
Screw in Exterior Compact Fluorescent Lamp (CFL) | 203
Smart/Connected Lighting | 204
T12 Fluorescent Lamps with Magnetic Ballast to T8/T5 Fluorescent lamps with Electronic Ballast Retrofit (1x1 replacements) | 205
Upstream Interior Integral 3-way, Dimmable (Screw-in) CFLs | 206
Upstream Interior Integral Non-Dimmable (Screw-in) CFLs | 207
Upstream Interior Modular (Pin-Based) CFL Fixtures | 208
Wall Mounted Occupancy Sensors - Multifamily and Hospitality | 209
3P Synergy Water Measures Mobile Home | 210
Basic Path Enhancement for Whole House Upgrade Program | 211
Customized Measures | 212
DEER Measures | 213
Energy Star Manufactured Housing | 214
High Density Dedicated Holding Bin Unit | 215
Low Income M&V Study | 216
Residential Audits | 217
Vertical Hollow and Solid Shaft Pump Motors | 218
15.5 Watt Pool Lamp (Res) LED replacing 100 Watt Incandescent | 219
LED Pool and Spa Lighting | 220
Commercial Pool and Spa Heater | 221
Commercial Pool Cover | 222
DC Circulation Pool Pump | 223
Residential Variable Speed Spa and Wading Pool Pump | 224
Residential Variable Speed Swimming Pool Pump | 225
Robotic Pool Cleaners for Residential Pools | 226
SF Pool Heater | 227
SF Spa Heater | 228
≤ 3 horsepower (HP) Commercial Variable Speed Pool Pump Replacing Pump replacing ≤ 3 HP Single Speed Commercial Pool Pump | 229
Variable speed Pool Motors | 230
5 to < 15 HP Variable Speed Air Compressor (ROB/NEW) | 231
Air Compressor VFD Retrofit | 232
Boiler Cleaning | 233
Circulating Block Heater | 234
Commercial Hot Water Boilers | 235
Cycling Air Dryers for Compressed Air Systems | 236
Deemed Program for Commercial Steam Traps | 237
Electronic Zero Air Loss Condensate Drains for Compressed Air Systems | 238
Glycol Pump Motor VFD | 239
Industrial Blower | 240
Industrial Blower Replacing Air Compressor | 241
Motor Upgrade | 242
Pipe Insulation (Non-Space Conditioning) | 243
Process Boilers (Including Direct Contact Water Heaters) | 244
Process Fan VSD | 245
Tank Insulation | 246
Venturi/GEM Steam Trap | 247
Water and Steam Process Boiler | 248
Zero Air Loss Condensate Drains | 249
Add Doors to Open Medium Temperature Cases | 250
Add Doors to Walk-in Cooler | 251
Advanced Refrigeration Control Walk-In | 252
Anti-Sweat Heat (ASH) Controls | 253
Compressor Retrofit: Multiplex | 254
Display Case ECM Motor Retrofit | 255
Efficient Condenser: Air-Cooled to Evap | 256
Efficient Condenser: Multiplex | 257
Evaporator Fan Motors | 258
Floating Head Pressure - Single Compressors | 259
Insulation of Bare Refrigeration Suction Lines | 260
Low ASH Display Doors | 261
Low Temp Coffin to Reach-In | 262
Medium Temp Open Case Retrofit | 263
New Low and Medium Temperature Display Cases with Doors | 264
Night Covers for Vertical and Horizontal LT and MT Display Cases | 265
Refrigerated Storage Auto Closer | 266
Refrigeration Floating Suction and Head Pressure Controls | 267
SCT Control: Multiplex | 268
Ultra Low Temperature Freezer | 269
Walk-in Cooler Evaporative Fan Cycling and VFD Control | 270
Commercial Boiler Water Heating Control System | 271
Demand Control for Centralized Water Heater Recirculation Pump | 272
Direct Contact Water Heater | 273
Faucet Aerator and Low Flow Showerhead | 274
Faucet Aerators for Bathroom/Kitchen Sinks in Residential Buildings | 275
Heat Pump Water Heater | 276
High Effic. Central Storage Type Nat. Gas Water He | 277
High Efficiency DHW Boiler (>75 mBTU/h) | 278
Domestic Water Heating Boiler | 279
Hot Water Line Insulation Electric | 280
Laminar Aerator Device for Health Care | 281
Low-Flow Showerheads | 282
MF Central Boiler Tankless Water Heater | 283
MF Central Recirc System Pipewrap | 284
MF Central Storage Water Heater | 285
Multifamily DHW RCx, Training, and Boiler Reset Controller | 286
On Demand Pump Control for Campus Housing | 287
On Dmd Pump Ctrl Central DHW | 288
Power Pipe | 289
Recirculation Pump Time Clocks | 290
Res HW Control | 291
Residential Gas Storage Water Heater | 292
Storage Water Heater (Non-Res) | 293
Instantaneous Water Heater | 294
Tankless Single-Family & Multi-Family Applications | 295
Tankless Single-Family Tier II | 296
Tankless Water Heater (Non-Res) | 297
Temperature-Initiated Shower Flow Restriction Valve with and without an Integrated Low-Flow Showerhead | 298
Therm Savings Kit | 299
Refrigerator and Freezer Recycling | 300
Residential Onsite Survey | 301
Refrigeration Strip Curtains | 302
Non Res Lighting Control Measures | 303
Vending Machine Controller- Non-Refrigerated | 304
Non Res High Efficiency Clothes Washer in MF Properties | 305
Non Res Energy Star UPS | 306
Non Res Plug Load Occupancy Sensor | 307
LED Holiday Lights | 308
Residential Energy Star Dishwasher | 309
Residential Solar Attic Fan | 310
Residential Solar Screen | 311
Residential Reduced Building Leakage | 312
Residential Electric Domestic Hot Water Storage Heater | 313
Non Res Tank Insulation | 314
Non Res Hot Water and Steam Pipe Insulation | 315
Non Res Steam Traps | 316
Note on A64: Jason H Wang: Duplicate of SCE13CC001?

## CategoryLog (hidden)
Measure No | Rev | Ref No | Cat No | Description |  | WP Number | Revision | Ref No | Cat No | Description | Ref No
PGECOREF108 |  | 1.01 | 1 | Anti-Sweat Heater (ASH) Controls | 1.01 | PGECOREF108 | R7 | 1.01 | 1 | Anti-Sweat Heater (ASH) Controls | 1.01
SCE13RN009 |  | 1.01 | 1 | Anti-Sweat Heater (ASH) Controls | 1.01 | SCE13RN009 | 2 | 1.01 | 1 | Anti-Sweat Heater (ASH) Controls | 1.01
SCE13RN009 SCE17RN009 |  | 1.01 | 1 | Anti-Sweat Heater (ASH) Controls | 1.01 | SCE17RN009 | 0 | 1.01 | 1 | Anti-Sweat Heater (ASH) Controls | 1.01
SCE17RN009 |  | 1.01 | 1 | Anti-Sweat Heater (ASH) Controls | 1.01 | WPSDGENRRN0009 |  | 1.01 | 1 | Anti-Sweat Heater (ASH) Controls | 1.01
WPSDGENRRN0009 |  | 1.01 | 1 | Anti-Sweat Heater (ASH) Controls | 1.01 | PGECOREF123 | R3 | 1.02 | 1 | Anti-Sweat Heater Display Doors | 1.02
PGECOREF123 |  | 1.02 | 1 | Anti-Sweat Heater Display Doors | 1.02 | SCE13RN018 | 2 | 1.02 | 1 | Anti-Sweat Heater Display Doors | 1.02
SCE13RN018 |  | 1.02 | 1 | Anti-Sweat Heater Display Doors | 1.02 | WPSDGENRRN0010 |  | 1.02 | 1 | Anti-Sweat Heater Display Doors | 1.02
PGE3PREF123 |  | 1.03 | 1 | Evaporator Fan Motors | 1.03 | PGECOREF109 | R6 | 1.03 | 1 | Evaporator Fan Motors | 1.03
PGECOREF109 |  | 1.03 | 1 | Evaporator Fan Motors | 1.03 | SCE13RN011 | 2 | 1.03 | 1 | Evaporator Fan Motors | 1.03
SCE13RN011 |  | 1.03 | 1 | Evaporator Fan Motors | 1.03 | PGECOREF110 | R6 | 1.04 | 1 | Refrigerated Storage Auto Closer | 1.04
PGECOREF110 |  | 1.04 | 1 | Refrigerated Storage Auto Closer | 1.04 | SCE13RN024 | 0 | 1.04 | 1 | Refrigerated Storage Auto Closer | 1.04
SCE13RN024 |  | 1.04 | 1 | Refrigerated Storage Auto Closer | 1.04 | SCE17RN024 | 0 | 1.04 | 1 | Refrigerated Storage Auto Closer | 1.04
SCE17RN024 |  | 1.04 | 1 | Refrigerated Storage Auto Closer | 1.04 | WPSDGENRRN0110 |  | 1.04 | 1 | Refrigerated Storage Auto Closer | 1.04
WPSDGENRRN0110 |  | 1.04 | 1 | Refrigerated Storage Auto Closer | 1.04 | PGE3PREF123 |  | 1.05 | 1 | Walk-in Cooler Evaporative Fan Cycling and VFD Control | 1.05
PGE3PREF123 |  | 1.05 | 1 | Walk-in Cooler Evaporative Fan Cycling and VFD Control | 1.05 | PGE3PREF126 |  | 1.05 | 1 | Walk-in Cooler Evaporative Fan Cycling and VFD Control | 1.05
PGE3PREF126 |  | 1.05 | 1 | Walk-in Cooler Evaporative Fan Cycling and VFD Control | 1.05 | PGECOREF106 | R6 | 1.05 | 1 | Walk-in Cooler Evaporative Fan Cycling and VFD Control | 1.05
PGE3PREF126 PGE3PREF123 |  | 1.05 | 1 | Walk-in Cooler Evaporative Fan Cycling and VFD Control | 1.05 | SCE13RN025 | 2 | 1.05 | 1 | Walk-in Cooler Evaporative Fan Cycling and VFD Control | 1.05
PGECOREF106 |  | 1.05 | 1 | Walk-in Cooler Evaporative Fan Cycling and VFD Control | 1.05 | WPSDGENRRN0011 | 2 | 1.05 | 1 | Walk-in Cooler Evaporative Fan Cycling and VFD Control | 1.05
SCE13RN025 |  | 1.05 | 1 | Walk-in Cooler Evaporative Fan Cycling and VFD Control | 1.05 | PGE3PREF120 | R4 | 1.06 | 1 | Refrigeration Head Pressure Controls | 1.06
WPSDGENRRN0011 |  | 1.05 | 1 | Walk-in Cooler Evaporative Fan Cycling and VFD Control | 1.05 | PGE3PREF121 | R3 | 1.06 | 1 | Refrigeration Head Pressure Controls | 1.06
PGE3PREF120 |  | 1.06 | 1 | Refrigeration Head Pressure Controls | 1.06 | SCE13RN023 | 0 | 1.06 | 1 | Refrigeration Head Pressure Controls | 1.06
PGE3PREF120 PGE3PREF121 |  | 1.06 | 1 | Refrigeration Head Pressure Controls | 1.06 | SCE17RN023 | 0 | 1.06 | 1 | Refrigeration Head Pressure Controls | 1.06
PGE3PREF121 |  | 1.06 | 1 | Refrigeration Head Pressure Controls | 1.06 | PGECOREF101 | R6 | 1.07 | 1 | Refrigeration Night Covers | 1.07
SCE13RN023 |  | 1.06 | 1 | Refrigeration Head Pressure Controls | 1.06 | SCE13RN005 | 2 | 1.07 | 1 | Refrigeration Night Covers | 1.07
SCE17RN023 |  | 1.06 | 1 | Refrigeration Head Pressure Controls | 1.06 | WPSDGENRRN0005 |  | 1.07 | 1 | Refrigeration Night Covers | 1.07
PGECOREF101 |  | 1.07 | 1 | Refrigeration Night Covers | 1.07 | SCE13RN003 | 1 | 1.08 | 1 | Bare Refrigeration Line Insulation | 1.08
SCE13RN005 |  | 1.07 | 1 | Refrigeration Night Covers | 1.07 | SCE17RN003 | 0 | 1.08 | 1 | Bare Refrigeration Line Insulation | 1.08
WPSDGENRRN0005 |  | 1.07 | 1 | Refrigeration Night Covers | 1.07 | WPSDGENRRN1000 |  | 1.08 | 1 | Bare Refrigeration Line Insulation | 1.08
SCE13RN003 |  | 1.08 | 1 | Bare Refrigeration Line Insulation | 1.08 | PGE3PREF127 | R4 | 1.09 | 1 | Add Doors to Walk-in Cooler | 1.09
SCE13RN003 SCE17RN003 |  | 1.08 | 1 | Bare Refrigeration Line Insulation | 1.08 | PGE3PREF117 | R3 | 1.1 | 1 | Compressor Retrofit: Multiplex | 1.1
SCE17RN003 |  | 1.08 | 1 | Bare Refrigeration Line Insulation | 1.08 | PGE3PREF124 | R3 | 1.11 | 1 | Display Case ECM Motor Retrofit | 1.11
WPSDGENRRN1000 |  | 1.08 | 1 | Bare Refrigeration Line Insulation | 1.08 | PGE3PREF118 | R3 | 1.12 | 1 | Efficient Condenser: Air-Cooled to Evap | 1.12
PGE3PREF127 |  | 1.09 | 1 | Add Doors to Walk-in Cooler | 1.09 | PGE3PREF119 | R3 | 1.13 | 1 | Efficient Condenser: Multiplex | 1.13
PGE3PREF117 |  | 1.10 | 1 | Compressor Retrofit: Multiplex | 1.10 | PGE3PREF129 | R3 | 1.14 | 1 | Floating Head Pressure - Single Compressors | 1.14
PGE3PREF124 |  | 1.11 | 1 | Display Case ECM Motor Retrofit | 1.11 | PGE3PREF122 | R4 | 1.15 | 1 | Low Temp Coffin to Reach-In | 1.15
PGE3PREF118 |  | 1.12 | 1 | Efficient Condenser: Air-Cooled to Evap | 1.12 | WPSDGENRRN0015 |  | 1.15 | 1 | Low Temp Coffin to Reach-In | 1.15
PGE3PREF119 |  | 1.13 | 1 | Efficient Condenser: Multiplex | 1.13 | D03-205 |  | 1.16 | 1 | Medium Temp Open Case Retrofit | 1.16
PGE3PREF129 |  | 1.14 | 1 | Floating Head Pressure - Single Compressors | 1.14 | D03-206 |  | 1.16 | 1 | Medium Temp Open Case Retrofit | 1.16
PGE3PREF122 |  | 1.15 | 1 | Low Temp Coffin to Reach-In | 1.15 | PGE3PREF128 | R3 | 1.16 | 1 | Medium Temp Open Case Retrofit | 1.16
D03-205, D03-206 |  | 1.16 | 1 | Medium Temp Open Case Retrofit | 1.16 | PGECOREF104 | R6 | 1.17 | 1 | Display Cases with Doors | 1.17
PGE3PREF128 |  | 1.16 | 1 | Medium Temp Open Case Retrofit | 1.16 | SCE13RN008 | 1 | 1.17 | 1 | Display Cases with Doors | 1.17
PGECOREF104 |  | 1.17 | 1 | Display Cases with Doors | 1.17 | SCE17RN028 | 0 | 1.17 | 1 | Display Cases with Doors | 1.17
SCE13RN008 |  | 1.17 | 1 | Display Cases with Doors | 1.17 | WPSDGENRR0010 | 2 | 1.17 | 1 | Display Cases with Doors | 1.17
SCE13RN008 SCE17RN028 |  | 1.17 | 1 | Display Cases with Doors | 1.17 | PGE3PREF116 | R2 | 1.18 | 1 | Add Med Temp Case Doors | 1.18
SCE17RN028 |  | 1.17 | 1 | Display Cases with Doors | 1.17 | SCE13RN027 | 0 | 1.18 | 1 | Add Med Temp Case Doors | 1.18
WPSDGENRRN0015 |  | 1.17 | 1 | Display Cases with Doors | 1.17 | PGECOREF124 | R1 | 1.19 | 1 | Adaptive Refrigerator and Freezer Controls Comm | 1.19
PGE3PREF116 |  | 1.18 | 1 | Add Med Temp Case Doors | 1.18 | PGECOFST101 | R6 | 2.01 | 2 | Commercial Convection Oven | 2.01
SCE13RN027 |  | 1.18 | 1 | Add Med Temp Case Doors | 1.18 | SCE13CC011 | R4 | 2.01 | 2 | Commercial Convection Oven | 2.01
PGECOREF124 |  | 1.19 | 1 | Adaptive Refrigerator and Freezer Controls Comm | 1.19 | WPSDGENRCC0006 |  | 2.01 | 2 | Commercial Convection Oven | 2.01
PGECOFST123 |  | 1.22 | 1 | Commercial Reach-In Refrigerators and Freezers | 1.22 | PGECOFST126 | R0 | 2.02 | 2 | Commercial Dishwashers | 2.02
SCE13CC001 |  | 1.22 | 1 | Commercial Reach-In Refrigerators and Freezers | 1.22 | PGECOFST100 | R6 | 2.03 | 2 | Commercial Combination Oven | 2.03
WPSDGENRRN0010 |  | 1.22 | 1 | Commercial Reach-In Refrigerators and Freezers | 1.22 | SCE13CC006 | 2 | 2.03 | 2 | Commercial Combination Oven | 2.03
PGECOFST101 |  | 2.01 | 2 | Commercial Convection Oven | 2.01 | WPSDGENRCC0005 |  | 2.03 | 2 | Commercial Combination Oven | 2.03
SCE13CC011 |  | 2.01 | 2 | Commercial Convection Oven | 2.01 | PGECOFST103 | R7 | 2.04 | 2 | Commercial Griddles | 2.04
WPSDGENRCC0006 |  | 2.01 | 2 | Commercial Convection Oven | 2.01 | SCE13CC005 | 3 | 2.04 | 2 | Commercial Griddles | 2.04
PGECOFST126 |  | 2.02 | 2 | Commercial Dishwashers | 2.02 | WPSDGENRCC0016 |  | 2.04 | 2 | Commercial Griddles | 2.04
PGECOFST126 |  | 2.02 | 2 | Commercial Dishwashers | 2.02 | PGECOFST104 | R6 | 2.05 | 2 | Commercial Steamers | 2.05
PGECOFST100 |  | 2.03 | 2 | Commercial Combination Oven | 2.03 | SCE13CC002 | 2 | 2.05 | 2 | Commercial Steamers | 2.05
SCE13CC006 |  | 2.03 | 2 | Commercial Combination Oven | 2.03 | WPSDGENRCC0001 |  | 2.05 | 2 | Commercial Steamers | 2.05
WPSDGENRCC0005 |  | 2.03 | 2 | Commercial Combination Oven | 2.03 | PGECOFST108 | R5 | 2.06 | 2 | Commercial Ice Machines | 2.06
PGECOFST103 |  | 2.04 | 2 | Commercial Griddles | 2.04 | SCE13CC007 | 3 | 2.06 | 2 | Commercial Ice Machines | 2.06
SCE13CC005 |  | 2.04 | 2 | Commercial Griddles | 2.04 | WPSDGENRCC0004 |  | 2.06 | 2 | Commercial Ice Machines | 2.06
WPSDGENRCC0016 |  | 2.04 | 2 | Commercial Griddles | 2.04 | PGECOFST105 | R5 | 2.07 | 2 | Insulated Hot Food Holding Cabinets | 2.07
PGECOFST104 |  | 2.05 | 2 | Commercial Steamers | 2.05 | SCE13CC003 | 2 | 2.07 | 2 | Insulated Hot Food Holding Cabinets | 2.07
SCE13CC002 |  | 2.05 | 2 | Commercial Steamers | 2.05 | WPSDGENRCC0018 |  | 2.07 | 2 | Insulated Hot Food Holding Cabinets | 2.07
WPSDGENRCC0001 |  | 2.05 | 2 | Commercial Steamers | 2.05 | PGECOFST117 | R6 | 2.08 | 2 | Commercial Conveyor Oven-Gas | 2.08
PGECOFST108 |  | 2.06 | 2 | Commercial Ice Machines | 2.06 | WPSDGENRCC0015 |  | 2.08 | 2 | Commercial Conveyor Oven-Gas | 2.08
SCE13CC007 |  | 2.06 | 2 | Commercial Ice Machines | 2.06 | SCE17CC012 | 0 | 2.09 | 2 | Commercial Electric Deck Oven | 2.09
WPSDGENRCC0004 |  | 2.06 | 2 | Commercial Ice Machines | 2.06 | SCE17CC014 | 0 | 2.1 | 2 | Commercial Hand Wrap Machines | 2.1
PGECOFST105 |  | 2.07 | 2 | Insulated Hot Food Holding Cabinets | 2.07 | PGECOFST102 | R6 | 2.11 | 2 | Electric Fryers | 2.11
SCE13CC003 |  | 2.07 | 2 | Insulated Hot Food Holding Cabinets | 2.07 | SCE13CC004 | 2 | 2.11 | 2 | Electric Fryers | 2.11
WPSDGENRCC0018 |  | 2.07 | 2 | Insulated Hot Food Holding Cabinets | 2.07 | WPSDGENRCC0014 |  | 2.11 | 2 | Electric Fryers | 2.11
PGECOFST117 |  | 2.08 | 2 | Commercial Conveyor Oven-Gas | 2.08 | PGECOFST116 | R5 | 2.12 | 2 | Exhaust Hood Demand Controlled Ventilation | 2.12
PGECOFST117 |  | 2.08 | 2 | Commercial Conveyor Oven-Gas | 2.08 | SCE13CC008 | 2 | 2.12 | 2 | Exhaust Hood Demand Controlled Ventilation | 2.12
WPSDGENRCC0015 |  | 2.08 | 2 | Commercial Conveyor Oven-Gas | 2.08 | WPSDGENRCC0019 |  | 2.12 | 2 | Exhaust Hood Demand Controlled Ventilation | 2.12
SCE17CC012 |  | 2.09 | 2 | Commercial Electric Deck Oven | 2.09 | PGECOFST125 | R1 | 2.13 | 2 | Low-Flow Pre-Rinse Spray Valves Direct Install | 2.13
SCE17CC014 |  | 2.10 | 2 | Commercial Hand Wrap Machines | 2.10 | WPSCGNRWH121113A |  | 2.13 | 2 | Low-Flow Pre-Rinse Spray Valves Direct Install | 2.13
PGECOFST102 |  | 2.11 | 2 | Gas & Electric Fryers | 2.11 | WPSDGENRWH0012 | R1 | 2.13 | 2 | Low-Flow Pre-Rinse Spray Valves Direct Install | 2.13
SCE13CC004 |  | 2.11 | 2 | Gas & Electric Fryers | 2.11 | PGECOFST109 | R6 | 2.14 | 2 | Rack Oven | 2.14
WPSDGENRCC0014 |  | 2.11 | 2 | Gas & Electric Fryers | 2.11 | WPSDGENRCC0011 |  | 2.14 | 2 | Rack Oven | 2.14
PGECOFST116 |  | 2.12 | 2 | Exhaust Hood Demand Controlled Ventilation | 2.12 | WPSDGENRCC0021 |  | 2.15 | 2 | Finned-Bottom Stock Pot (Foodservice) | 2.15
SCE13CC008 |  | 2.12 | 2 | Exhaust Hood Demand Controlled Ventilation | 2.12 | PGECOFST123 | R3 | 2.16 | 2 | Reach in RefFreezer | 2.16
WPSDGENRCC0019 |  | 2.12 | 2 | Exhaust Hood Demand Controlled Ventilation | 2.12 | SCE13CC001 | R3 | 2.16 | 2 | Reach in RefFreezer | 2.16
PGECOFST125 |  | 2.13 | 2 | Low-Flow Pre-Rinse Spray Valves Direct Install | 2.13 | WPSDGENRRN0010 |  | 2.16 | 2 | Reach in RefFreezer | 2.16
WPSCGNRWH121113A |  | 2.13 | 2 | Low-Flow Pre-Rinse Spray Valves Direct Install | 2.13 | SCE13CC013 |  | 2.17 | 2 | Commercial Pressure Fryer | 2.17
WPSDGENRWH0012 |  | 2.13 | 2 | Low-Flow Pre-Rinse Spray Valves Direct Install | 2.13 | SCE13CC015 |  | 2.18 | 2 | Commercial High Density Universal Holding Cabinets | 2.18
PGECOFST109 |  | 2.14 | 2 | Rack Oven | 2.14 | WPSDGENRCC0017 |  | 2.18 | 2 | Commercial High Density Universal Holding Cabinets | 2.18
WPSDGENRCC0011 |  | 2.14 | 2 | Rack Oven | 2.14 | PGECOAGR120 | R1 | 3.01 | 3 | Agricultural Pump System Overhaul for Pumps Up To 25 HP | 3.01
WPSDGENRCC0021 |  | 2.15 | 2 | Finned-Bottom Stock Pot (Foodservice) | 2.15 | SCE13PR003 | 2 | 3.01 | 3 | Agricultural Pump System Overhaul for Pumps Up To 25 HP | 3.01
SCE13CC013 |  | 2.16 | 2 | Commercial Pressure Fryer | 2.16 | WPSDGENRPR0002 |  | 3.01 | 3 | Agricultural Pump System Overhaul for Pumps Up To 25 HP | 3.01
SCE13CC015 |  | 2.17 | 2 | Commercial High Density Universal Holding Cabinets | 2.17 | PGE3PAGR117 | R7 | 3.02 | 3 | Agricultural Ventilation Fans | 3.02
WPSDGENRCC0017 |  | 2.17 | 2 | Commercial High Density Universal Holding Cabinets | 2.17 | PGECOAGR111 | R6 | 3.03 | 3 | Farm Sprinkler to Micro Irrigation Conversion | 3.03
PGECOAGR120 |  | 3.01 | 3 | Agricultural Pump System Overhaul for Pumps Up To 25 HP | 3.01 | SCE13WP003 | 1 | 3.03 | 3 | Farm Sprinkler to Micro Irrigation Conversion | 3.03
SCE13PR003 |  | 3.01 | 3 | Agricultural Pump System Overhaul for Pumps Up To 25 HP | 3.01 | WPSDGENRAG0001 |  | 3.03 | 3 | Farm Sprinkler to Micro Irrigation Conversion | 3.03
WPSDGENRPR0002 |  | 3.01 | 3 | Agricultural Pump System Overhaul for Pumps Up To 25 HP | 3.01 | PGECOAGR112 |  | 3.04 | 3 | Low Pressure Sprinkler Nozzles | 3.04
PGE3PAGR117 |  | 3.02 | 3 | Agricultural Ventilation Fans | 3.02 | SCE13WP007 | 0 | 3.04 | 3 | Low Pressure Sprinkler Nozzles | 3.04
PGECOAGR111 |  | 3.03 | 3 | Farm Sprinkler to Micro Irrigation Conversion | 3.03 | WPSPGENRAG0002 |  | 3.04 | 3 | Low Pressure Sprinkler Nozzles | 3.04
SCE13WP003 |  | 3.03 | 3 | Farm Sprinkler to Micro Irrigation Conversion | 3.03 | PGECOAGR119 | R3 | 3.05 | 3 | Variable Frequency Drive on Agricultural Well Pumps (<=300hp) | 3.05
WPSDGENRAG0001 |  | 3.03 | 3 | Farm Sprinkler to Micro Irrigation Conversion | 3.03 | PGE3PAGR113 | 3 | 3.06 | 3 | Milk Cooling Scroll Compressor | 3.06
PGECOAGR112 |  | 3.04 | 3 | Low Pressure Sprinkler Nozzles | 3.04 | PGECOPUM103 | 0 | 3.07 | 3 | Vertical Hollow and Solid Shaft Pump Motors | 3.06
SCE13WP007 |  | 3.04 | 3 | Low Pressure Sprinkler Nozzles | 3.04 | PGE3PAGR115 | R0 | 3.08 | 3 | CHR Unit - Electric and Gas | 3.08
WPSPGENRAG0002 |  | 3.04 | 3 | Low Pressure Sprinkler Nozzles | 3.04 | PGE3PAGR116 | R0 | 3.09 | 3 | Milk Vacuum Pump VSD | 3.09
PGECOAGR119 |  | 3.05 | 3 | Variable Frequency Drive on Agricultural Well Pumps (<=300hp) | 3.05 | PGE3PAGR118 | R1 | 3.1 | 3 | Milk Transfer Pump VSD | 3.1
PGE3PAGR113 |  | 3.06 | 3 | Milk Cooling Scroll Compressor | 3.06 | SCE13PR004 | 2 | 3.1 | 3 | Milk Transfer Pump VSD | 3.1
PGECOPUM103 |  | 3.07 | 3 | Vertical Hollow and Solid Shaft Pump Motors | 3.07 | PGE3PREF114 | R1 | 3.11 | 3 | Chilled Glycol Pipe Insulation | 3.11
PGE3PAGR115 |  | 3.08 | 3 | CHR Unit - Electric and Gas | 3.08 | PGE3PREF115 | R1 | 3.12 | 3 | Glycol tank Insulation | 3.12
PGE3PAGR116 |  | 3.09 | 3 | Milk Vacuum Pump VSD | 3.09 | PGECOPRO103 | R5 | 3.13 | 3 | Tank Insulation | 3.13
PGE3PAGR118 |  | 3.10 | 3 | Milk Transfer Pump VSD | 3.10 | WPSDGENRWH0014 |  | 3.13 | 3 | Tank Insulation | 3.13
SCE13PR004 |  | 3.10 | 3 | Milk Transfer Pump VSD | 3.10 | PGE3PAGR114 | R0 | 3.14 | 3 | Milk Pre Cooler | 3.14
PGE3PREF114 |  | 3.11 | 3 | Chilled Glycol Pipe Insulation | 3.11 | PGE3PLTG131 |  | 4.01 | 4 | CFL, Interior Fixture | 4.01
PGE3PREF115 |  | 3.12 | 3 | Glycol tank Insulation | 3.12 | SCE13LG085 |  | 4.01 | 4 | CFL, Interior Fixture | 4.01
PGE3PAGR114 |  | 3.13 | 3 | Milk Pre Cooler | 3.13 | SCE17LG085 |  | 4.01 | 4 | CFL, Interior Fixture | 4.01
PGE3PLTG131 |  | 4.01 | 4 | CFL, Interior Fixture | 4.01 | PGECOLTG109 |  | 4.02 | 4 | CFL, Exterior Fixture | 4.02
SCE13LG085 |  | 4.01 | 4 | CFL, Interior Fixture | 4.01 | SCE13LG007 |  | 4.02 | 4 | CFL, Exterior Fixture | 4.02
SCE17LG085 |  | 4.01 | 4 | CFL, Interior Fixture | 4.01 | SCE17LG007 |  | 4.02 | 4 | CFL, Exterior Fixture | 4.02
PGECOLTG109 |  | 4.02 | 4 | CFL, Exterior Fixture | 4.02 | WPSDGENRLG0006 |  | 4.02 | 4 | CFL, Exterior Fixture | 4.02
SCE13LG007 |  | 4.02 | 4 | CFL, Exterior Fixture | 4.02 | PGECOLTG101 |  | 4.03 | 4 | CFL, BiLevel Fixture | 4.03
SCE17LG007 |  | 4.02 | 4 | CFL, Exterior Fixture | 4.02 | SCE13LG089 |  | 4.03 | 4 | CFL, BiLevel Fixture | 4.03
SCE17G007 |  | 4.02 | 4 | CFL, Exterior Fixture | 4.02 | SCE17LG089 |  | 4.03 | 4 | CFL, BiLevel Fixture | 4.03
WPSDGENRLG0006 |  | 4.02 | 4 | CFL, Exterior Fixture | 4.02 | WPSDGENRLG0076 |  | 4.03 | 4 | CFL, BiLevel Fixture | 4.03
PGECOLTG101 |  | 4.03 | 4 | CFL, BiLevel Fixture | 4.03 | PGE3PLTG173 |  | 4.04 | 4 | CFL, Integral/Screw-in | 4.04
SCE13LG089 |  | 4.03 | 4 | CFL, BiLevel Fixture | 4.03 | SCE13LG017 |  | 4.04 | 4 | CFL, Integral/Screw-in | 4.04
SCE17LG089 |  | 4.03 | 4 | CFL, BiLevel Fixture | 4.03 | SCE17LG017 |  | 4.04 | 4 | CFL, Integral/Screw-in | 4.04
WPSDGENRLG0076 |  | 4.03 | 4 | CFL, BiLevel Fixture | 4.03 | PGECOLTG107 |  | 4.05 | 4 | CFL, Integral/Screw-in, Multipack | 4.05
PGE3PLTG173 |  | 4.04 | 4 | CFL, Integral/Screw-in | 4.04 | PGECOLTG111 |  | 4.05 | 4 | CFL, Integral/Screw-in, Multipack | 4.05
SCE13LG017 |  | 4.04 | 4 | CFL, Integral/Screw-in | 4.04 | PGECOLTG162 |  | 4.06 | 4 | CFL, 3-Way | 4.06
SCE17LG017 |  | 4.04 | 4 | CFL, Integral/Screw-in | 4.04 | SCE13LG072 |  | 4.06 | 4 | CFL, 3-Way | 4.06
PGECOLTG107 |  | 4.05 | 4 | CFL, Integral/Screw-in, Multipack | 4.05 | SCE17LG072 |  | 4.06 | 4 | CFL, 3-Way | 4.06
PGECOLTG111 |  | 4.05 | 4 | CFL, Integral/Screw-in, Multipack | 4.05 | SCE13LG099 |  | 4.07 | 4 | CFL, Spiral | 4.07
PGECOLTG162 |  | 4.06 | 4 | CFL, 3-Way | 4.06 | PGECOLTG103 |  | 4.08 | 4 | CFL, Pin-Based | 4.08
SCE13LG072 |  | 4.06 | 4 | CFL, 3-Way | 4.06 | SCE13LG075 |  | 4.09 | 4 | CFL, Plug-In | 4.09
SCE17LG072 |  | 4.06 | 4 | CFL, 3-Way | 4.06 | PGECOLTG116 |  | 4.1 | 4 | LF, 4' Replace Lamp | 4.1
SCE13LG099 |  | 4.07 | 4 | CFL, Spiral | 4.07 | SCE13LG092 |  | 4.1 | 4 | LF, 4' Replace Lamp | 4.1
PGECOLTG103 |  | 4.08 | 4 | CFL, Pin-Based | 4.08 | SCE17LG092 |  | 4.1 | 4 | LF, 4' Replace Lamp | 4.1
SCE13LG075 |  | 4.09 | 4 | CFL, Plug-In | 4.09 | WPSDGENRLG0120 |  | 4.1 | 4 | LF, 4' Replace Lamp | 4.1
PGECOLTG116 |  | 4.10 | 4 | LF, 4' Replace Lamp | 4.10 | PGECOLTG176 |  | 4.11 | 4 | LF, Dimming Ballast | 4.11
SCE13LG092 |  | 4.10 | 4 | LF, 4' Replace Lamp | 4.10 | SCE13LG031 |  | 4.11 | 4 | LF, Dimming Ballast | 4.11
SCE17LG092 |  | 4.10 | 4 | LF, 4' Replace Lamp | 4.10 | WPSDGENRLG0025 |  | 4.11 | 4 | LF, Dimming Ballast | 4.11
WPSDGENRLG0120 |  | 4.10 | 4 | LF, 4' Replace Lamp | 4.10 | WPSDGENRLG0013 |  | 4.12 | 4 | LF, Ballast Retrofit | 4.12
PGECOLTG176 |  | 4.11 | 4 | LF, Dimming Ballast | 4.11 | PGE3PLTG172 |  | 4.13 | 4 | LF, Replacement Fixture | 4.13
SCE13LG031 |  | 4.11 | 4 | LF, Dimming Ballast | 4.11 | SCE13LG087 |  | 4.13 | 4 | LF, Replacement Fixture | 4.13
WPSDGENRLG0025 |  | 4.11 | 4 | LF, Dimming Ballast | 4.11 | WPSDGENRLG0044 |  | 4.13 | 4 | LF, Replacement Fixture | 4.13
WPSDGENRLG0013 |  | 4.12 | 4 | LF, Ballast Retrofit | 4.12 | PGECOLTG114 |  | 4.14 | 4 | LF, HP Fixture | 4.14
PGE3PLTG172 |  | 4.13 | 4 | LF, Replacement Fixture | 4.13 | SCE13LG086 |  | 4.14 | 4 | LF, HP Fixture | 4.14
SCE13LG087 |  | 4.13 | 4 | LF, Replacement Fixture | 4.13 | SCE17LG086 |  | 4.14 | 4 | LF, HP Fixture | 4.14
SCE17LG087 |  | 4.13 | 4 | LF, Replacement Fixture | 4.13 | WPSDGENRLG0026 |  | 4.14 | 4 | LF, HP Fixture | 4.14
WPSDGENRLG0044 |  | 4.13 | 4 | LF, Replacement Fixture | 4.13 | PGE3PLTG176 |  | 4.15 | 4 | LF, Delamping Fixture | 4.15
PGECOLTG114 |  | 4.14 | 4 | LF, HP Fixture | 4.14 | SCE13LG095 |  | 4.15 | 4 | LF, Delamping Fixture | 4.15
SCE13LG086 |  | 4.14 | 4 | LF, HP Fixture | 4.14 | WPSDGENRLG0022 |  | 4.15 | 4 | LF, Delamping Fixture | 4.15
SCE17LG086 |  | 4.14 | 4 | LF, HP Fixture | 4.14 | PGECOLTG139 |  | 4.16 | 4 | LED, Interior Downlight | 4.16
WPSDGENRLG0026 |  | 4.14 | 4 | LF, HP Fixture | 4.14 | SCE13LG103 |  | 4.16 | 4 | LED, Interior Downlight | 4.16
PGE3PLTG176 |  | 4.15 | 4 | LF, Delamping Fixture | 4.15 | SCE17LG103 |  | 4.16 | 4 | LED, Interior Downlight | 4.16
SCE13LG095 |  | 4.15 | 4 | LF, Delamping Fixture | 4.15 | WPSDGENRLG0196 |  | 4.16 | 4 | LED, Interior Downlight | 4.16
WPSDGENRLG0022 |  | 4.15 | 4 | LF, Delamping Fixture | 4.15 | SCE13LG108 |  | 4.17 | 4 | LED, Exterior Wallpack | 4.17
PGECOLTG139 |  | 4.16 | 4 | LED, Interior Downlight | 4.16 | PGECOLTG178 |  | 4.18 | 4 | LED, High/Low Bay | 4.18
SCE13LG103 |  | 4.16 | 4 | LED, Interior Downlight | 4.16 | SCE13LG111 |  | 4.18 | 4 | LED, High/Low Bay | 4.18
SCE17LG103 |  | 4.16 | 4 | LED, Interior Downlight | 4.16 | WPSDGENRLG0080 |  | 4.18 | 4 | LED, High/Low Bay | 4.18
WPSDGENRLG0196 |  | 4.16 | 4 | LED, Interior Downlight | 4.16 | PGECOLTG179 |  | 4.19 | 4 | LED, Troffer (2x4, 1x4, 2x2) | 4.19
WPSDGENRLG1096 |  | 4.16 | 4 | LED, Interior Downlight | 4.16 | SCE13LG118 |  | 4.19 | 4 | LED, Troffer (2x4, 1x4, 2x2) | 4.19
SCE13LG108 |  | 4.17 | 4 | LED, Exterior Wallpack | 4.17 | PGECOLTG151 |  | 4.2 | 4 | LED, Street Light | 4.2
PGECOLTG178 |  | 4.18 | 4 | LED, High/Low Bay | 4.18 | SCE13LG097 |  | 4.2 | 4 | LED, Street Light | 4.2
SCE13LG111 |  | 4.18 | 4 | LED, High/Low Bay | 4.18 | SCE17LG097 |  | 4.2 | 4 | LED, Street Light | 4.2
WPSDGENRLG0080 |  | 4.18 | 4 | LED, High/Low Bay | 4.18 | WPSDGENRLG0181 |  | 4.2 | 4 | LED, Street Light | 4.2
PGECOLTG179 |  | 4.19 | 4 | LED, Troffer (2x4, 1x4, 2x2) | 4.19 | SCE13LG115 |  | 4.21 | 4 | LED, Interior Common, Res | 4.21
SCE13LG118 |  | 4.19 | 4 | LED, Troffer (2x4, 1x4, 2x2) | 4.19 | SCE17LG115 |  | 4.21 | 4 | LED, Interior Common, Res | 4.21
PGECOLTG151 |  | 4.20 | 4 | LED, Street Light | 4.20 | WPSDGENRLG0106 |  | 4.21 | 4 | LED, Interior Common, Res | 4.21
SCE13LG097 |  | 4.20 | 4 | LED, Street Light | 4.20 | SCE13LG105 |  | 4.22 | 4 | LED, Landscape | 4.22
SCE17LG097 |  | 4.20 | 4 | LED, Street Light | 4.20 | SCE17LG105 |  | 4.22 | 4 | LED, Landscape | 4.22
WPSDGENRLG0181 |  | 4.20 | 4 | LED, Street Light | 4.20 | WPSDGERELG1057 |  | 4.22 | 4 | LED, Landscape | 4.22
SCE13LG115 |  | 4.21 | 4 | LED, Interior Common, Res | 4.21 | SCE13LG114 |  | 4.23 | 4 | LED, Exterior with Motion | 4.23
SCE17LG115 |  | 4.21 | 4 | LED, Interior Common, Res | 4.21 | SCE17LG114 |  | 4.23 | 4 | LED, Exterior with Motion | 4.23
WPSDGENRLG0106 |  | 4.21 | 4 | LED, Interior Common, Res | 4.21 | SCE13LG119 |  | 4.24 | 4 | LED, Exterior, Res | 4.24
SCE13LG105 |  | 4.22 | 4 | LED, Landscape | 4.22 | SCE17LG119 |  | 4.24 | 4 | LED, Exterior, Res | 4.24
SCE17LG105 |  | 4.22 | 4 | LED, Landscape | 4.22 | WPSDGENRLG0030 |  | 4.24 | 4 | LED, Exterior, Res | 4.24
WPSDGERELG1057 |  | 4.22 | 4 | LED, Landscape | 4.22 | SCE17LG120 |  | 4.25 | 4 | LED, Exterior, Pole | 4.25
SCE13LG114 |  | 4.23 | 4 | LED, Exterior with Motion | 4.23 | PGECOLTG140 |  | 4.26 | 4 | LED, MR-16 | 4.26
SCE17LG114 |  | 4.23 | 4 | LED, Exterior with Motion | 4.23 | SCE17LG128 |  | 4.26 | 4 | LED, MR-16 | 4.26
SCE13LG119 |  | 4.24 | 4 | LED, Exterior, Res | 4.24 | PGECOLTG141 |  | 4.27 | 4 | LED, PAR20, 30, 38, | 4.27
SCE17LG119 |  | 4.24 | 4 | LED, Exterior, Res | 4.24 | SCE17LG127 |  | 4.27 | 4 | LED, PAR20, 30, 38, | 4.27
WPSDGENRLG0030 |  | 4.24 | 4 | LED, Exterior, Res | 4.24 | PGECOLTG163 |  | 4.28 | 4 | LED, Candelabra | 4.28
SCE17LG120 |  | 4.25 | 4 | LED, Exterior, Pole | 4.25 | SCE17LG129 |  | 4.28 | 4 | LED, Candelabra | 4.28
PGECOLTG140 |  | 4.26 | 4 | LED, MR-16 | 4.26 | PGECOLTG164 |  | 4.29 | 4 | LED, Globe | 4.29
SCE17LG128 |  | 4.26 | 4 | LED, MR-16 | 4.26 | SCE17LG130 |  | 4.29 | 4 | LED, Globe | 4.29
PGECOLTG141 |  | 4.27 | 4 | LED, PAR20, 30, 38, | 4.27 | PGECOLTG165 |  | 4.3 | 4 | LED, A-Lamp | 4.3
SCE17LG127 |  | 4.27 | 4 | LED, PAR20, 30, 38, | 4.27 | SCE17LG133 |  | 4.3 | 4 | LED, A-Lamp | 4.3
PGECOLTG163 |  | 4.28 | 4 | LED, Candelabra | 4.28 | PGECOLTG175 |  | 4.31 | 4 | LED, Recessed Downlight | 4.31
SCE17LG129 |  | 4.28 | 4 | LED, Candelabra | 4.28 | PGECOLTG177 |  | 4.32 | 4 | LED, R-BR | 4.32
PGECOLTG164 |  | 4.29 | 4 | LED, Globe | 4.29 | SCE17LG131 |  | 4.32 | 4 | LED, R-BR | 4.32
SCE17LG130 |  | 4.29 | 4 | LED, Globe | 4.29 | SCE13LG116 |  | 4.33 | 4 | LED, GU-24 | 4.33
PGECOLTG165 |  | 4.30 | 4 | LED, A-Lamp | 4.30 | SCE13LG106 |  | 4.34 | 4 | LED, Various Lamps | 4.34
SCE17LG133 |  | 4.30 | 4 | LED, A-Lamp | 4.30 | SCE13LG109 |  | 4.35 | 4 | LED, Exterior Lamps | 4.35
PGECOLTG175 |  | 4.31 | 4 | LED, Recessed Downlight | 4.31 | SCE17LG109 |  | 4.35 | 4 | LED, Exterior Lamps | 4.35
PGECOLTG177 |  | 4.32 | 4 | LED, R-BR | 4.32 | SCE13LG117 |  | 4.36 | 4 | LED, Tube LED | 4.36
SCE17LG131 |  | 4.32 | 4 | LED, R-BR | 4.32 | SCE17LG117 |  | 4.36 | 4 | LED, Tube LED | 4.36
SCE13LG116 |  | 4.33 | 4 | LED, GU-24 | 4.33 | PGECOLTG113 |  | 4.37 | 4 | HID, Interior Fixture | 4.37
SCE13LG106 |  | 4.34 | 4 | LED, Various Lamps | 4.34 | SCE13LG090 |  | 4.37 | 4 | HID, Interior Fixture | 4.37
SCE13LG109 |  | 4.35 | 4 | LED, Exterior Lamps | 4.35 | WPSDGENRLG0002 |  | 4.37 | 4 | HID, Interior Fixture | 4.37
SCE17LG109 |  | 4.35 | 4 | LED, Exterior Lamps | 4.35 | WPSDGENRLG0005 |  | 4.37 | 4 | HID, Interior Fixture | 4.37
SCE13LG117 |  | 4.36 | 4 | LED, Tube LED | 4.36 | PGECOLTG158 |  | 4.38 | 4 | HID, Exterior Fixture | 4.38
SCE17LG117 |  | 4.36 | 4 | LED, Tube LED | 4.36 | SCE13LG102 |  | 4.38 | 4 | HID, Exterior Fixture | 4.38
PGECOLTG113 |  | 4.37 | 4 | HID, Interior Fixture | 4.37 | WPSDGENRLG0003 |  | 4.38 | 4 | HID, Exterior Fixture | 4.38
SCE13LG090 |  | 4.37 | 4 | HID, Interior Fixture | 4.37 | WPSDGENRLG0007 |  | 4.39 | 4 | HID, Interior Lamp | 4.39
WPSDGENRLG0002 |  | 4.37 | 4 | HID, Interior Fixture | 4.37 | PGECOLTG130 |  | 4.4 | 4 | Sensor, Residential Occ | 4.4
WPSDGENRLG0005 |  | 4.37 | 4 | HID, Interior Fixture | 4.37 | SCE13LG020 |  | 4.4 | 4 | Sensor, Residential Occ | 4.4
PGECOLTG158 |  | 4.38 | 4 | HID, Exterior Fixture | 4.38 | SCE17LG020 |  | 4.4 | 4 | Sensor, Residential Occ | 4.4
SCE13LG102 |  | 4.38 | 4 | HID, Exterior Fixture | 4.38 | PGECOLTG120 |  | 4.41 | 4 | Sensor, Wall or Ceiling Occ | 4.41
WPSDGENRLG0003 |  | 4.38 | 4 | HID, Exterior Fixture | 4.38 | SCE13LG025 |  | 4.41 | 4 | Sensor, Wall or Ceiling Occ | 4.41
WPSDGENRLG0007 |  | 4.39 | 4 | HID, Interior Lamp | 4.39 | WPSDGENRLG0016 |  | 4.41 | 4 | Sensor, Wall or Ceiling Occ | 4.41
PGECOLTG130 |  | 4.40 | 4 | Sensor, Residential Occ | 4.40 | SCE13LG076 |  | 4.42 | 4 | Sensor, Integrated Fixture | 4.42
SCE13LG020 |  | 4.40 | 4 | Sensor, Residential Occ | 4.40 | SCE17LG076 |  | 4.42 | 4 | Sensor, Integrated Fixture | 4.42
SCE17LG020 |  | 4.40 | 4 | Sensor, Residential Occ | 4.40 | WPSDGENRLG0197 |  | 4.43 | 4 | Sensor, Photocell | 4.43
PGECOLTG120 |  | 4.41 | 4 | Sensor, Wall or Ceiling Occ | 4.41 | PGE3PLTG167 |  | 4.44 | 4 | Open Sign | 4.44
SCE13LG025 |  | 4.41 | 4 | Sensor, Wall or Ceiling Occ | 4.41 | SCE13LG070 |  | 4.44 | 4 | Open Sign | 4.44
WPSDGENRLG0016 |  | 4.41 | 4 | Sensor, Wall or Ceiling Occ | 4.41 | SCE13LG113 |  | 4.45 | 4 | Menu Board | 4.45
SCE13LG076 |  | 4.42 | 4 | Sensor, Integrated Fixture | 4.42 | SCE13LG052 |  | 4.46 | 4 | Channel Letter Sign | 4.46
SCE17LG076 |  | 4.42 | 4 | Sensor, Integrated Fixture | 4.42 | WPSDGENRLG0021 |  | 4.46 | 4 | Channel Letter Sign | 4.46
WPSDGENRLG0197 |  | 4.43 | 4 | Sensor, Photocell | 4.43 | PGECOLTG174 |  | 4.47 | 4 | Refrig, Case Door | 4.47
PGE3PLTG167 |  | 4.44 | 4 | Open Sign | 4.44 | SCE13CS003 |  | 4.47 | 4 | Refrig, Case Door | 4.47
SCE13LG070 |  | 4.44 | 4 | Open Sign | 4.44 | WPSDGENRLG0027 |  | 4.47 | 4 | Refrig, Case Door | 4.47
SCE13LG113 |  | 4.45 | 4 | Menu Board | 4.45 | WPSDGENRLG0082 |  | 4.47 | 4 | Refrig, Case Door | 4.47
SCE13LG052 |  | 4.46 | 4 | Channel Letter Sign | 4.46 | PGE3PLTG171 |  | 4.48 | 4 | Refrig, Walk-in | 4.48
WPSDGENRLG0021 |  | 4.46 | 4 | Channel Letter Sign | 4.46 | SCE13LG098 |  | 4.49 | 4 | Refrig, Reach-in | 4.49
PGECOLTG174 |  | 4.47 | 4 | Refrig, Case Door | 4.47 | SCE17LG098 |  | 4.49 | 4 | Refrig, Reach-in | 4.49
SCE13CS003 |  | 4.47 | 4 | Refrig, Case Door | 4.47 | WPSDGENRLG0081 |  | 4.49 | 4 | Refrig, Reach-in | 4.49
WPSDGENRLG0027 |  | 4.47 | 4 | Refrig, Case Door | 4.47 | WPSDGENRSH0001 |  | 4.5 | 4 | Cold Cathode | 4.5
WPSDGENRLG0082 |  | 4.47 | 4 | Refrig, Case Door | 4.47 | WPSDGENRLG0028 |  | 4.51 | 4 | LED, Pool | 4.51
PGE3PLTG171 |  | 4.48 | 4 | Refrig, Walk-in | 4.48 | SCE13LG019 |  | 4.52 | 4 | CFL, Ceiling Fan | 4.52
SCE13LG098 |  | 4.49 | 4 | Refrig, Reach-in | 4.49 | PGE3PHVC152 |  | 5.01 | 5 | Economizer Controls | 5.01
SCE17LG098 |  | 4.49 | 4 | Refrig, Reach-in | 4.49 | PGE3PHVC152 |  | 5.01 | 5 | Economizer Controls | 5.01
WPSDGENRLG0081 |  | 4.49 | 4 | Refrig, Reach-in | 4.49 | SCE13HC046 |  | 5.01 | 5 | Economizer Controls | 5.01
WPSDGENRSH0001 |  | 4.50 | 4 | Cold Cathode | 4.50 | WPSDGENRHC0028 |  | 5.01 | 5 | Economizer Controls | 5.01
WPSDGENRLG0028 |  | 4.51 | 4 | LED, Pool | 4.51 | PGE3PHVC151 |  | 5.02 | 5 | Economizer Repair | 5.02
WPSDGENRLG0028 |  | 4.51 | 4 | LED, Pool | 4.51 | SCE13HC044 |  | 5.02 | 5 | Economizer Repair | 5.02
SCE13LG019 |  | 4.52 | 4 | CFL, Ceiling Fan | 4.52 | WPSDGENRHC0027 |  | 5.02 | 5 | Economizer Repair | 5.02
WPSDGENRLG0198 |  | 4.53 | 4 | LED, Sports or Athletic Fields | 4.53 | PGECOHVC101 |  | 5.03 | 5 | Space Heating Boilers | 5.03
PGE3PHVC152 |  | 5.01 | 5 | Economizer Controls | 5.01 | WPSCGNRHC120206A |  | 5.03 | 5 | Space Heating Boilers | 5.03
PGE3PHVC152 |  | 5.01 | 5 | Economizer Controls | 5.01 | WPSDGENRHC1061 |  | 5.03 | 5 | Space Heating Boilers | 5.03
SCE13HC046 |  | 5.01 | 5 | Economizer Controls | 5.01 | WPSCGREWH050101B |  | 5.04 | 5 | Tank Insulation | 5.04
WPSDGENRHC0028 |  | 5.01 | 5 | Economizer Controls | 5.01 | PGECOHVC168 |  | 5.06 | 5 | Demand Controlled Ventilation for Single Zone Packaged HVAC | 5.06
PGE3PHVC151 |  | 5.02 | 5 | Economizer Repair | 5.02 | SCE13HC061 |  | 5.06 | 5 | Demand Controlled Ventilation for Single Zone Packaged HVAC | 5.06
SCE13HC044 |  | 5.02 | 5 | Economizer Repair | 5.02 | SCE13HC038 |  | 5.07 | 5 | VFD Demand Control System Retrofit to Parking Structure Exhaust Fan | 5.07
WPSDGENRHC0027 |  | 5.02 | 5 | Economizer Repair | 5.02 | PGE3PHVC159 |  | 5.09 | 5 | Res DuctTestSeal | 5.09
PGECOHVC101 |  | 5.03 | 5 | Space Heating Boilers | 5.03 | PGECOHVC139 |  | 5.1 | 5 | Residential HVAC Quality Maintenance and Motor Retrofit | 5.1
WPSCGNRHC120206A |  | 5.03 | 5 | Space Heating Boilers | 5.03 | SCE13HC029 |  | 5.1 | 5 | Residential HVAC Quality Maintenance and Motor Retrofit | 5.1
WPSDGENRHC1061 |  | 5.03 | 5 | Space Heating Boilers | 5.03 | WPSDGEREHC1065 |  | 5.1 | 5 | Residential HVAC Quality Maintenance and Motor Retrofit | 5.1
WPSCGREWH050101B |  | 5.04 | 5 | Tank Insulation | 5.04 | SCE13HC023 |  | 5.11 | 5 | Quality Installation for Residential Split Systems | 5.11
PGECOHVC137 |  | 5.05 | 5 | Water-Cooled Chillers | 5.05 | WPSDGEREHC1064 |  | 5.11 | 5 | Quality Installation for Residential Split Systems | 5.11
SCE13HC043 |  | 5.05 | 5 | Water-Cooled Chillers | 5.05 | PGECOHVC138 |  | 5.12 | 5 | Comprehensive Commercial HVAC Rooftop Unit Quality Maintenance | 5.12
PGECOHVC168 |  | 5.06 | 5 | Demand Controlled Ventilation for Single Zone Packaged HVAC | 5.06 | SCE13HC037 |  | 5.12 | 5 | Comprehensive Commercial HVAC Rooftop Unit Quality Maintenance | 5.12
SCE13HC061 |  | 5.06 | 5 | Demand Controlled Ventilation for Single Zone Packaged HVAC | 5.06 | PGE3PHVC150 |  | 5.13 | 5 | Efficient Fan Controller for Residential Air Conditioners | 5.13
SCE13HC038 |  | 5.07 | 5 | VFD Demand Control System Retrofit to Parking Structure Exhaust Fan | 5.07 | SCE13HC052 |  | 5.13 | 5 | Efficient Fan Controller for Residential Air Conditioners | 5.13
PGE3PHVC159 |  | 5.09 | 5 | Res DuctTestSeal | 5.09 | WPSDGEREHC0024 |  | 5.13 | 5 | Efficient Fan Controller for Residential Air Conditioners | 5.13
PGECOHVC139 |  | 5.10 | 5 | Residential HVAC Quality Maintenance and Motor Retrofit | 5.10 | WPSDGEREHC0025 |  | 5.13 | 5 | Efficient Fan Controller for Residential Air Conditioners | 5.13
SCE13HC029 |  | 5.10 | 5 | Residential HVAC Quality Maintenance and Motor Retrofit | 5.10 | SCE13HC039 |  | 5.14 | 5 | VFD Retrofit to Central Plant Systems | 5.14
WPSDGEREHC1065 |  | 5.10 | 5 | Residential HVAC Quality Maintenance and Motor Retrofit | 5.10 | SCE17HC039 |  | 5.14 | 5 | VFD Retrofit to Central Plant Systems | 5.14
SCE13HC023 |  | 5.11 | 5 | Quality Installation for Residential Split Systems | 5.11 | PGE3PHVC157 |  | 5.15 | 5 | Unoccupied Supply Fan Control | 5.15
WPSDGEREHC1064 |  | 5.11 | 5 | Quality Installation for Residential Split Systems | 5.11 | PGE3PHVC157 |  | 5.15 | 5 | Unoccupied Supply Fan Control | 5.15
PGECOHVC138 |  | 5.12 | 5 | Comprehensive Commercial HVAC Rooftop Unit Quality Maintenance | 5.12 | PGECOHVC125 |  | 5.16 | 5 | Air Handler Variable Speed Motor | 5.16
SCE13HC037 |  | 5.12 | 5 | Comprehensive Commercial HVAC Rooftop Unit Quality Maintenance | 5.12 | SCE13HC031 |  | 5.16 | 5 | Air Handler Variable Speed Motor | 5.16
PGE3PHVC150 |  | 5.13 | 5 | Efficient Fan Controller for Residential Air Conditioners | 5.13 | PGECOHVC134 |  | 5.17 | 5 | Whole House Fan | 5.17
SCE13HC052 |  | 5.13 | 5 | Efficient Fan Controller for Residential Air Conditioners | 5.13 | SCE13HC005 |  | 5.17 | 5 | Whole House Fan | 5.17
WPSDGEREHC0024 |  | 5.13 | 5 | Efficient Fan Controller for Residential Air Conditioners | 5.13 | PGECOHVC137 |  | 5.18 | 5 | Water-Cooled Chillers | 5.18
WPSDGEREHC0025 |  | 5.13 | 5 | Efficient Fan Controller for Residential Air Conditioners | 5.13 | PGECOHVC145 |  | 5.18 | 5 | High Efficiency Furnaces 92 AFUE (1.08 HIR), 95 AFUE (1.05 HIR), 96 AFUE (1.04 HIR), and 97 AFUE (1.03 HIR) - Residential | 5.18
SCE13HC039 |  | 5.14 | 5 | VFD Retrofit to Central Plant Systems | 5.14 | PGECOHVC147 |  | 5.18 | 5 | High Efficiency Furnaces 92 AFUE (1.08 HIR), 95 AFUE (1.05 HIR), 96 AFUE (1.04 HIR), and 97 AFUE (1.03 HIR) - Residential | 5.18
SCE17HC039 |  | 5.14 | 5 | VFD Retrofit to Central Plant Systems | 5.14 | WPSCGREHC130115A |  | 5.18 | 5 | High Efficiency Furnaces 92 AFUE (1.08 HIR), 95 AFUE (1.05 HIR), 96 AFUE (1.04 HIR), and 97 AFUE (1.03 HIR) - Residential | 5.18
PGE3PHVC157 |  | 5.15 | 5 | Unoccupied Supply Fan Control | 5.15 | PGECOHVC146 |  | 5.19 | 5 | High Efficiency Furnaces-Com | 5.19
PGE3PHVC157 |  | 5.15 | 5 | Unoccupied Supply Fan Control | 5.15 | PGECOHVC148 |  | 5.19 | 5 | High Efficiency Furnaces-Com | 5.19
PGECOHVC125 |  | 5.16 | 5 | Air Handler Variable Speed Motor | 5.16 | WPSCGREHC110603A |  | 5.2 | 5 | Gravity Wall Furnaces in Single-Family and Multi-Family Homes | 5.2
SCE13HC031 |  | 5.16 | 5 | Air Handler Variable Speed Motor | 5.16 | WPSDGEREHC1062 |  | 5.2 | 5 | Gravity Wall Furnaces in Single-Family and Multi-Family Homes | 5.2
PGECOHVC134 |  | 5.17 | 5 | Whole House Fan | 5.17 | SCE13HC060 |  | 5.21 | 5 | Classroom HVAC Occupancy Sensor | 5.21
SCE13HC005 |  | 5.17 | 5 | Whole House Fan | 5.17 | SCE17HC060 |  | 5.21 | 5 | Classroom HVAC Occupancy Sensor | 5.21
PGECOHVC145 |  | 5.18 | 5 | High Efficiency Furnaces 92 AFUE (1.08 HIR), 95 AFUE (1.05 HIR), 96 AFUE (1.04 HIR), and 97 AFUE (1.03 HIR) - Residential | 5.18 | PGECOHVC142 |  | 5.22 | 5 | Variable Refrigerant Flow Commercial Heat Pumps & Heat Recovery Systems >65kBtu/h | 5.22
PGECOHVC147 |  | 5.18 | 5 | High Efficiency Furnaces 92 AFUE (1.08 HIR), 95 AFUE (1.05 HIR), 96 AFUE (1.04 HIR), and 97 AFUE (1.03 HIR) - Residential | 5.18 | SCE13HC036 |  | 5.22 | 5 | Variable Refrigerant Flow Commercial Heat Pumps & Heat Recovery Systems >65kBtu/h | 5.22
WPSCGREHC130115A |  | 5.18 | 5 | High Efficiency Furnaces 92 AFUE (1.08 HIR), 95 AFUE (1.05 HIR), 96 AFUE (1.04 HIR), and 97 AFUE (1.03 HIR) - Residential | 5.18 | SCE13HC025 |  | 5.23 | 5 | Water Cooled AC and Residential AC with an Evaporative Condenser | 5.23
WPSCGREMI0004 |  | 5.18 | 5 | High Efficiency Furnaces 92 AFUE (1.08 HIR), 95 AFUE (1.05 HIR), 96 AFUE (1.04 HIR), and 97 AFUE (1.03 HIR) - Residential | 5.18 | PGECOHVC128 |  | 5.24 | 5 | Unitary Air-Cooled Commercial Air Conditioners and Heat Pumps >=65 kBtu/h | 5.24
PGECOHVC146 |  | 5.19 | 5 | High Efficiency Furnaces-Com | 5.19 | SCE13HC035 |  | 5.24 | 5 | Unitary Air-Cooled Commercial Air Conditioners and Heat Pumps >=65 kBtu/h | 5.24
PGECOHVC148 |  | 5.19 | 5 | High Efficiency Furnaces-Com | 5.19 | SCE17HC035 |  | 5.24 | 5 | Unitary Air-Cooled Commercial Air Conditioners and Heat Pumps >=65 kBtu/h | 5.24
WPSCGREHC110603A |  | 5.20 | 5 | Gravity Wall Furnaces in Single-Family and Multi-Family Homes | 5.20 | PGECOHVC126 |  | 5.25 | 5 | Unitary Air Cooled Commercial Air Conditioning and Heat Pump Units Under 65 kBtuh | 5.25
WPSDGEREHC1062 |  | 5.20 | 5 | Gravity Wall Furnaces in Single-Family and Multi-Family Homes | 5.20 | SCE13HC012 |  | 5.25 | 5 | Unitary Air Cooled Commercial Air Conditioning and Heat Pump Units Under 65 kBtuh | 5.25
SCE13HC060 |  | 5.21 | 5 | Classroom HVAC Occupancy Sensor | 5.21 | SCE17HC012 |  | 5.25 | 5 | Unitary Air Cooled Commercial Air Conditioning and Heat Pump Units Under 65 kBtuh | 5.25
SCE17HC060 |  | 5.21 | 5 | Classroom HVAC Occupancy Sensor | 5.21 | WPSDGENRHC0023 |  | 5.25 | 5 | Unitary Air Cooled Commercial Air Conditioning and Heat Pump Units Under 65 kBtuh | 5.25
PGECOHVC142 |  | 5.22 | 5 | Variable Refrigerant Flow Commercial Heat Pumps & Heat Recovery Systems >65kBtu/h | 5.22 | PGECOHVC161 |  | 5.26 | 5 | Unitary Water and Evaporatively Cooled Air Conditioners | 5.26
SCE13HC036 |  | 5.22 | 5 | Variable Refrigerant Flow Commercial Heat Pumps & Heat Recovery Systems >65kBtu/h | 5.22 | PGECOHVC114 |  | 5.27 | 5 | High Efficiency Package Terminal Air Conditioners & Heat Pumps 24kBtu/h (2 tons) and under | 5.27
SCE13HC025 |  | 5.23 | 5 | Water Cooled AC and Residential AC with an Evaporative Condenser | 5.23 | SCE13HC007 |  | 5.27 | 5 | High Efficiency Package Terminal Air Conditioners & Heat Pumps 24kBtu/h (2 tons) and under | 5.27
PGECOHVC128 |  | 5.24 | 5 | Unitary Air-Cooled Commercial Air Conditioners and Heat Pumps >=65 kBtu/h | 5.24 | SCE17HC007 |  | 5.27 | 5 | High Efficiency Package Terminal Air Conditioners & Heat Pumps 24kBtu/h (2 tons) and under | 5.27
SCE13HC035 |  | 5.24 | 5 | Unitary Air-Cooled Commercial Air Conditioners and Heat Pumps >=65 kBtu/h | 5.24 | SCE13HC032 |  | 5.28 | 5 | Ductless Air Conditioners under 24 kBtu/hr | 5.28
SCE17HC035 |  | 5.24 | 5 | Unitary Air-Cooled Commercial Air Conditioners and Heat Pumps >=65 kBtu/h | 5.24 | SCE13HC033 |  | 5.28 | 5 | Ductless Air Conditioners under 24 kBtu/hr | 5.28
PGECOHVC126 |  | 5.25 | 5 | Unitary Air Cooled Commercial Air Conditioning and Heat Pump Units Under 65 kBtuh | 5.25 | SCE13HC011 |  | 5.29 | 5 | Air Filter Replacement | 5.29
SCE13HC012 |  | 5.25 | 5 | Unitary Air Cooled Commercial Air Conditioning and Heat Pump Units Under 65 kBtuh | 5.25 | SCE17HC011 |  | 5.29 | 5 | Air Filter Replacement | 5.29
SCE17HC12 |  | 5.25 | 5 | Unitary Air Cooled Commercial Air Conditioning and Heat Pump Units Under 65 kBtuh | 5.25 | WPSDGENRHC1030 |  | 5.29 | 5 | Air Filter Replacement | 5.29
SCE17HC012 |  | 5.25 | 5 | Unitary Air Cooled Commercial Air Conditioning and Heat Pump Units Under 65 kBtuh | 5.25 | PGE3PHVC160 |  | 5.3 | 5 | Refrigerant Charge | 5.3
WPSDGENRHC0023 |  | 5.25 | 5 | Unitary Air Cooled Commercial Air Conditioning and Heat Pump Units Under 65 kBtuh | 5.25 | PGE3PHVC160 |  | 5.3 | 5 | Refrigerant Charge | 5.3
PGECOHVC161 |  | 5.26 | 5 | Unitary Water and Evaporatively Cooled Air Conditioners | 5.26 | PGE3PHVC158 |  | 5.31 | 5 | Evaporator Coil Cleaning | 5.31
PGECOHVC114 |  | 5.27 | 5 | High Efficiency Package Terminal Air Conditioners & Heat Pumps 24kBtu/h (2 tons) and under | 5.27 | PGE3PHVC158 |  | 5.31 | 5 | Evaporator Coil Cleaning | 5.31
SCE13HC007 |  | 5.27 | 5 | High Efficiency Package Terminal Air Conditioners & Heat Pumps 24kBtu/h (2 tons) and under | 5.27 | WPSDGENRHC1010 |  | 5.31 | 5 | Evaporator Coil Cleaning | 5.31
SCE17HC007 |  | 5.27 | 5 | High Efficiency Package Terminal Air Conditioners & Heat Pumps 24kBtu/h (2 tons) and under | 5.27 | PGE3PHVC156 |  | 5.32 | 5 | Commercial Condenser Coil Cleaning | 5.32
WPSDGEREHC0029 |  | 5.27 | 5 | High Efficiency Package Terminal Air Conditioners & Heat Pumps 24kBtu/h (2 tons) and under | 5.27 | PGE3PHVC156 |  | 5.32 | 5 | Commercial Condenser Coil Cleaning | 5.32
SCE13HC032 |  | 5.28 | 5 | Ductless Air Conditioners under 24 kBtu/hr | 5.28 | WPSDGENRHC1020 |  | 5.32 | 5 | Commercial Condenser Coil Cleaning | 5.32
SCE13HC033 |  | 5.28 | 5 | Ductless Air Conditioners under 24 kBtu/hr | 5.28 | WPSDGENRHC1040 |  | 5.32 | 5 | Commercial Condenser Coil Cleaning | 5.32
SCE13HC011 |  | 5.29 | 5 | Air Filter Replacement | 5.29 | WPSDGERERN001 |  | 5.33 | 5 | Residential Single Family and Multi-Family Condenser Coil Cleaning | 5.33
SCE17HC011 |  | 5.29 | 5 | Air Filter Replacement | 5.29 | SCE13HC026 |  | 5.34 | 5 | Window Evaporative Coolers | 5.34
WPSDGENRHC1030 |  | 5.29 | 5 | Air Filter Replacement | 5.29 | SCE17HC026 |  | 5.34 | 5 | Window Evaporative Coolers | 5.34
PGE3PHVC160 |  | 5.30 | 5 | Refrigerant Charge | 5.30 | PGECOHVC163 |  | 5.35 | 5 | Direct Evaporative Coolers, Res | 5.35
PGE3PHVC160 |  | 5.30 | 5 | Refrigerant Charge | 5.30 | SCE13HC013 |  | 5.35 | 5 | Direct Evaporative Coolers, Res | 5.35
PGE3PHVC158 |  | 5.31 | 5 | Evaporator Coil Cleaning | 5.31 | SCE17HC017 |  | 5.35 | 5 | Direct Evaporative Coolers, Res | 5.35
PGE3PHVC158 |  | 5.31 | 5 | Evaporator Coil Cleaning | 5.31 | PGECOHVC164 |  | 5.36 | 5 | Direct-Indirect Evaporative Coolers | 5.36
WPSDGENRHC1010 |  | 5.31 | 5 | Evaporator Coil Cleaning | 5.31 | SCE13HC017 |  | 5.36 | 5 | Direct-Indirect Evaporative Coolers | 5.36
PGE3PHVC156 |  | 5.32 | 5 | Commercial Condenser Coil Cleaning | 5.32 | SCE17HC017 |  | 5.36 | 5 | Direct-Indirect Evaporative Coolers | 5.36
PGE3PHVC156 |  | 5.32 | 5 | Commercial Condenser Coil Cleaning | 5.32 | SCE13HC001 |  | 5.37 | 5 | Energy Star Room Air Conditioners | 5.37
WPSDGENRHC1020 |  | 5.32 | 5 | Commercial Condenser Coil Cleaning | 5.32 | SCE17HC001 |  | 5.37 | 5 | Energy Star Room Air Conditioners | 5.37
WPSDGENRHC1040 |  | 5.32 | 5 | Commercial Condenser Coil Cleaning | 5.32 | WPSDGEREHC1060 |  | 5.37 | 5 | Energy Star Room Air Conditioners | 5.37
WPSDGERERN001 |  | 5.33 | 5 | Residential Single Family and Multi-Family Condenser Coil Cleaning | 5.33 | SCE13HC027 |  | 5.38 | 5 | Portable Room Air Conditioner | 5.38
SCE13HC026 |  | 5.34 | 5 | Window Evaporative Coolers | 5.34 | PGECOHVC120 |  | 5.39 | 5 | Air-Cooled Packaged Chiller | 5.39
SCE17HC026 |  | 5.34 | 5 | Window Evaporative Coolers | 5.34 | SCE13HC030 |  | 5.39 | 5 | Air-Cooled Packaged Chiller | 5.39
PGECOHVC163 |  | 5.35 | 5 | Direct Evaporative Coolers, Res | 5.35 | SCE17HC030 |  | 5.39 | 5 | Air-Cooled Packaged Chiller | 5.39
SCE13HC013 |  | 5.35 | 5 | Direct Evaporative Coolers, Res | 5.35 | PGECOHVC166 |  | 5.4 | 5 | Upstream Residential HVAC | 5.4
SCE17HC017 |  | 5.35 | 5 | Direct Evaporative Coolers, Res | 5.35 | SCE13HC062 |  | 5.4 | 5 | Upstream Residential HVAC | 5.4
SCE17HC013 |  | 5.36 | 5 | Direct-Indirect Evaporative Coolers | 5.36 | PGECOHVC106 |  | 5.41 | 5 | Variable Speed Drive on HVAC Fan Control | 5.41
PGECOHVC164 |  | 5.36 | 5 | Direct-Indirect Evaporative Coolers | 5.36 | SCE13HC050 |  | 5.41 | 5 | Variable Speed Drive on HVAC Fan Control | 5.41
SCE13HC017 |  | 5.36 | 5 | Direct-Indirect Evaporative Coolers | 5.36 | PGE3PMOT102 |  | 5.42 | 5 | Brushless Fan Motor for Residential Central AC | 5.42
SCE13HC001 |  | 5.37 | 5 | Energy Star Room Air Conditioners | 5.37 | SCE13HC028 |  | 5.42 | 5 | Brushless Fan Motor for Residential Central AC | 5.42
SCE17HC001 |  | 5.37 | 5 | Energy Star Room Air Conditioners | 5.37 | SCGWP100315A |  | 5.43 | 5 | Multifamily Domestic Hot Water Temperature Reset Controller | 5.43
WPSDGEREHC1060 |  | 5.37 | 5 | Energy Star Room Air Conditioners | 5.37 | WPSDGENRHC1051 |  | 5.44 | 5 | Guest Room PTAC/PTHP Adaptive Climate Controller | 5.44
SCE13HC027 |  | 5.38 | 5 | Portable Room Air Conditioner | 5.38 | PGE3PHVC149 |  | 5.45 | 5 | Guest Room PTAC/PTHP Energy Management System | 5.45
PGECOHVC120 |  | 5.39 | 5 | Air-Cooled Packaged Chiller | 5.39 | WPSDGENRHC1050 |  | 5.45 | 5 | Guest Room PTAC/PTHP Energy Management System | 5.45
SCE13HC030 |  | 5.39 | 5 | Air-Cooled Packaged Chiller | 5.39 | PGE3PHVC153 |  | 5.46 | 5 | Programmable Communicating Thermostat for Demand Response | 5.46
SCE17HC030 |  | 5.39 | 5 | Air-Cooled Packaged Chiller | 5.39 | SCE13HC049 |  | 5.46 | 5 | Programmable Communicating Thermostat for Demand Response | 5.46
PGECOHVC166 |  | 5.40 | 5 | Upstream Residential HVAC | 5.40 | WPSDGENRHC0026 |  | 5.46 | 5 | Programmable Communicating Thermostat for Demand Response | 5.46
SCE13HC062 |  | 5.40 | 5 | Upstream Residential HVAC | 5.40 | PGECOHVC167 |  | 5.47 | 5 | Smart Thermostat | 5.47
PGECOHVC106 |  | 5.41 | 5 | Variable Speed Drive on HVAC Fan Control | 5.41 | SCE13HC054 |  | 5.47 | 5 | Smart Thermostat | 5.47
SCE13HC050 |  | 5.41 | 5 | Variable Speed Drive on HVAC Fan Control | 5.41 | SCE17HC054 |  | 5.47 | 5 | Smart Thermostat | 5.47
PGE3PMOT102 |  | 5.42 | 5 | Brushless Fan Motor for Residential Central AC | 5.42 | PGECOHVC143 |  | 5.49 | 5 | Enhanced Ventilation for Packaged HVAC Units with Gas Heating and Packaged Heat Pumps | 5.49
SCE13HC028 |  | 5.42 | 5 | Brushless Fan Motor for Residential Central AC | 5.42 | SCE13HC045 |  | 5.49 | 5 | Enhanced Ventilation for Packaged HVAC Units with Gas Heating and Packaged Heat Pumps | 5.49
SCGWP100315A |  | 6.19 | 6 | Multifamily Domestic Hot Water Temperature Reset Controller | 6.19 | PGECOHVC144 |  | 5.5 | 5 | Cogged V-Belt Non-Residential HVAC Fans | 5.5
SCGWP100315A |  | 6.19 | 6 | Multifamily Domestic Hot Water Temperature Reset Controller | 6.19 | SCE13HC040 |  | 5.5 | 5 | Cogged V-Belt Non-Residential HVAC Fans | 5.5
WPSDGENRHC1051 |  | 5.44 | 5 | Guest Room PTAC/PTHP Adaptive Climate Controller | 5.44 | PGECOHVC162 |  | 5.51 | 5 | Water Source Heat Pumps | 5.51
PGE3PHVC149 |  | 5.45 | 5 | Guest Room PTAC/PTHP Energy Management System | 5.45 | SCE13HC043 |  | 5.52 | 5 | Water-Cooled Chillers | 5.52
WPSDGENRHC1050 |  | 5.45 | 5 | Guest Room PTAC/PTHP Energy Management System | 5.45 | SCE13HC048 |  | 5.51 | 5 | Water Source Heat Pumps | 5.51
PGE3PHVC153 |  | 5.46 | 5 | Programmable Communicating Thermostat for Demand Response | 5.46 | PGECODHW125 | 5 | 6.01 | 6 | Faucet Aerator and Low Flow Showerhead | 6.01
SCE13HC049 |  | 5.46 | 5 | Programmable Communicating Thermostat for Demand Response | 5.46 | SCE13WP004 | 0 | 6.01 | 6 | Faucet Aerator and Low Flow Showerhead | 6.01
WPSDGENRHC0026 |  | 5.46 | 5 | Programmable Communicating Thermostat for Demand Response | 5.46 | WPSCGREWH120618A | Rev03 | 6.02 | 6 | Faucet Aerators for Bathroom/Kitchen Sinks in Residential Buildings | 6.02
PGECOHVC167 |  | 5.47 | 5 | Smart Thermostat | 5.47 | WPSDGEREWH1012 | 1 | 6.02 | 6 | Faucet Aerators for Bathroom/Kitchen Sinks in Residential Buildings | 6.02
SCE13HC054 |  | 5.47 | 5 | Smart Thermostat | 5.47 | SCGWP100303A | Rev04 | 6.03 | 6 | Low-Flow Showerheads | 6.03
SCE17HC054 |  | 5.47 | 5 | Smart Thermostat | 5.47 | WPSDGEREWH1061A | 4 | 6.03 | 6 | Low-Flow Showerheads | 6.03
WPSCGREHC160624A |  | 5.47 | 5 | Smart Thermostat | 5.47 | SCGWP100303B | Rev06 | 6.04 | 6 | Temperature-Initiated Shower Flow Restriction Valve with and without an Integrated Low-Flow Showerhead | 6.04
PGECOHVC143 |  | 5.49 | 5 | Enhanced Ventilation for Packaged HVAC Units with Gas Heating and Packaged Heat Pumps | 5.49 | WPSDGEREWH1000 | 1 | 6.04 | 6 | Temperature-Initiated Shower Flow Restriction Valve with and without an Integrated Low-Flow Showerhead | 6.04
SCE13HC045 |  | 5.49 | 5 | Enhanced Ventilation for Packaged HVAC Units with Gas Heating and Packaged Heat Pumps | 5.49 | WPSCGNRWH150827A | Rev02 | 6.05 | 6 | Laminar Flow Restrictor | 6.05
PGECOHVC144 |  | 5.50 | 5 | Cogged V-Belt Non-Residential HVAC Fans | 5.50 | SCGWP100309A | Rev05 | 6.06 | 6 | Therm Savings Kit | 6.06
SCE13HC040 |  | 5.50 | 5 | Cogged V-Belt Non-Residential HVAC Fans | 5.50 | WPSDGEREWH1063 | 4 | 6.06 | 6 | Therm Savings Kit | 6.06
PGECOHVC162 |  | 5.51 | 5 | Water Source Heat Pumps | 5.51 | PGECODHW101 | 7 | 6.07 | 6 | Boiler, Commercial | 6.07
SCE13HC048 |  | 5.51 | 5 | Water Source Heat Pumps | 5.51 | PGECODHW124 | 1 | 6.07 | 6 | Boiler, Commercial | 6.07
PGECOALL109 |  | 5.52 | 5 | Duct Leakage | 5.52 | WPSCGNRWH120206C | Rev06 | 6.07 | 6 | Boiler, Commercial | 6.07
PGECOALL109 |  | 5.52 | 5 | Duct Leakage | 5.52 | WPSDGENRWH1207 | 1 | 6.07 | 6 | Boiler, Commercial | 6.07
PGECODHW125 |  | 6.01 | 6 | Faucet Aerator and Low Flow Showerhead | 6.01 | 101r7 |  | 6.08 | 6 | Tankless, Commercial | 6.08
SCE13WP004 |  | 6.01 | 6 | Faucet Aerator and Low Flow Showerhead | 6.01 | WPSCGNRWH120206B | Rev06 | 6.08 | 6 | Tankless, Commercial | 6.08
WPSCGREWH120618A |  | 6.02 | 6 | Faucet Aerators for Bathroom/Kitchen Sinks in Residential Buildings | 6.02 | WPSDGENRWH1206 | 0 | 6.08 | 6 | Tankless, Commercial | 6.08
WPSDGEREWH1012 |  | 6.02 | 6 | Faucet Aerators for Bathroom/Kitchen Sinks in Residential Buildings | 6.02 | PGECODHW103 | 6 | 6.09 | 6 | Storage Water Heater, Commercial | 6.09
SCGWP100303A |  | 6.03 | 6 | Low-Flow Showerheads | 6.03 | WPSCGNRWH120206A | 9 | 6.09 | 6 | Storage Water Heater, Commercial | 6.09
WPSDGEREWH1061A |  | 6.03 | 6 | Low-Flow Showerheads | 6.03 | WPSDGENRWH1205 | 0 | 6.09 | 6 | Storage Water Heater, Commercial | 6.09
SCGWP100303B |  | 6.04 | 6 | Temperature-Initiated Shower Flow Restriction Valve with and without an Integrated Low-Flow Showerhead | 6.04 | PGECOPRO101 | 5 | 6.1 | 6 | Boiler, Process | 6.1
SWWH001 |  | 6.04 | 6 | Temperature-Initiated Shower Flow Restriction Valve with and without an Integrated Low-Flow Showerhead | 6.04 | WPSCGNRPH120206A | Rev05 | 6.1 | 6 | Boiler, Process | 6.1
WPSDGEREWH1000 |  | 6.04 | 6 | Temperature-Initiated Shower Flow Restriction Valve with and without an Integrated Low-Flow Showerhead | 6.04 | WPSDGENRPH0001 | 1 | 6.1 | 6 | Boiler, Process | 6.1
WPSCGNRWH150827A |  | 6.05 | 6 | Laminar Flow Restrictor | 6.05 | PGECOPRO106 | 5 | 6.11 | 6 | Direct Contact Water Heater, Process | 6.11
SCGWP100309A |  | 6.06 | 6 | Therm Savings Kit | 6.06 | WPSCGNRPH120206A | Rev05 | 6.11 | 6 | Direct Contact Water Heater, Process | 6.11
WPSDGEREWH1063 |  | 6.06 | 6 | Therm Savings Kit | 6.06 | WPSDGENRWH0013 | 0.1 | 6.11 | 6 | Direct Contact Water Heater, Process | 6.11
PGECODHW101 |  | 6.07 | 6 | Boiler, Commercial | 6.07 | WPSCGREWH131030A | Rev00 | 6.12 | 6 | Boiler, Multi-Family | 6.12
PGECODHW124 |  | 6.07 | 6 | Boiler, Commercial | 6.07 | PGECODHW114 | 6 | 6.13 | 6 | Central Storage Water Heater, MF | 6.13
PGECODHW124 PGECODHW101 |  | 6.07 | 6 | Boiler, Commercial | 6.07 | WPSCGREWH130613A | Rev00 | 6.13 | 6 | Central Storage Water Heater, MF | 6.13
WPSCGNRWH120206C |  | 6.07 | 6 | Boiler, Commercial | 6.07 | PGECODHW104 | 5 | 6.14 | 6 | Storage Water Heater, Residential | 6.14
WPSDGENRWH1207 |  | 6.07 | 6 | Boiler, Commercial | 6.07 | WPSDGEREWH0023 | 0 | 6.14 | 6 | Storage Water Heater, Residential | 6.14
101r7 |  | 6.08 | 6 | Tankless, Commercial | 6.08 | PGECODHW104 | 5 | 6.15 | 6 | Tankless, Residential | 6.15
WPSCGNRWH120206B |  | 6.08 | 6 | Tankless, Commercial | 6.08 | PGECODHW122 | 2 | 6.15 | 6 | Tankless, Residential | 6.15
WPSDGENRWH1206 |  | 6.08 | 6 | Tankless, Commercial | 6.08 | WPSCGREWH120919A | Rev03 | 6.15 | 6 | Tankless, Residential | 6.15
PGECODHW103 |  | 6.09 | 6 | Storage Water Heater, Commercial | 6.09 | WPSCGREWH140122A | Rev00 | 6.15 | 6 | Tankless, Residential | 6.15
WPSCGNRWH120206A |  | 6.09 | 6 | Storage Water Heater, Commercial | 6.09 | PGECODHW106 | 6 | 6.16 | 6 | Heat Pump Water Heater | 6.16
WPSDGENRWH1205 |  | 6.09 | 6 | Storage Water Heater, Commercial | 6.09 | SCE13WH001 | 3 | 6.16 | 6 | Heat Pump Water Heater | 6.16
PGECOPRO101 |  | 6.10 | 6 | Boiler, Process | 6.10 | WPSDGEREWH0022 | 0 | 6.16 | 6 | Heat Pump Water Heater | 6.16
WPSCGNRPH120206A |  | 6.10 | 6 | Boiler, Process | 6.10 | PGECODHW115 | 3 | 6.17 | 6 | Commercial Boiler Water Heating Control System | 6.17
WPSCGNRPH120206A |  | 6.10 | 6 | Boiler, Process | 6.10 | PGECODHW126 | 1 | 6.18 | 6 | Demand Control for Centralized Water Heater Recirculation Pump | 6.18
WPSDGENRPH0001 |  | 6.10 | 6 | Boiler, Process | 6.10 | SCE13WP002 | 1 | 6.18 | 6 | Demand Control for Centralized Water Heater Recirculation Pump | 6.18
PGECOPRO106 |  | 6.11 | 6 | Direct Contact Water Heater, Process | 6.11 | WPSCGODE091116 | Rev5 | 6.18 | 6 | Demand Control for Centralized Water Heater Recirculation Pump | 6.18
WPSDGENRWH0013 |  | 6.11 | 6 | Direct Contact Water Heater, Process | 6.11 | WPSCGREWH161128A | Rev00 | 6.18 | 6 | Demand Control for Centralized Water Heater Recirculation Pump | 6.18
WPSCGREWH131030A |  | 6.12 | 6 | Boiler, Multi-Family | 6.12 | WPSDGENRWH1201 | 0 | 6.18 | 6 | Demand Control for Centralized Water Heater Recirculation Pump | 6.18
PGECODHW114 |  | 6.13 | 6 | Central Storage Water Heater, MF | 6.13 | SCGWP100315A | Rev01 | 6.19 | 6 | Multifamily DHW RCx, Training, and Boiler Reset Controller | 6.19
WPSCGREWH130613A |  | 6.13 | 6 | Central Storage Water Heater, MF | 6.13 | WPSDGERECS0001 |  | 6.19 | 6 | Multifamily DHW RCx, Training, and Boiler Reset Controller | 6.19
PGECODHW104 |  | 6.14 | 6 | Storage Water Heater, Residential | 6.14 | SCGWP081020A |  | 6.2 | 6 | MF Central Recirc System Pipewrap | 6.2
WPSDGEREWH0023 |  | 6.14 | 6 | Storage Water Heater, Residential | 6.14 | WPSDGEREWH1203 | 0 | 6.2 | 6 | MF Central Recirc System Pipewrap | 6.2
PGECODHW104 |  | 6.15 | 6 | Tankless, Residential | 6.15 | SCGWP110812A | 4 | 6.21 | 6 | Hot Water Line Insulation Electric/Gas | 6.21
PGECODHW104 PGECODHW122 |  | 6.15 | 6 | Tankless, Residential | 6.15 | WPSDGENRWH1200 | 2 | 6.21 | 6 | Hot Water Line Insulation Electric/Gas | 6.21
PGECODHW122 |  | 6.15 | 6 | Tankless, Residential | 6.15 | WPSDGENRWH1202 | 2 | 6.21 | 6 | Hot Water Line Insulation Electric/Gas | 6.21
WPSCGREWH120919A |  | 6.15 | 6 | Tankless, Residential | 6.15 | PGECOPRO103 |  | 6.22 | 6 | Tank Insulation | 6.22
WPSCGREWH140122A |  | 6.15 | 6 | Tankless, Residential | 6.15 | WPSCGNRMI050101A |  | 6.22 | 6 | Tank Insulation | 6.22
WPSCGREWH140122A WPSCGREWH120919A |  | 6.15 | 6 | Tankless, Residential | 6.15
PGECODHW106 |  | 6.16 | 6 | Heat Pump Water Heater | 6.16
SCE13WH001 |  | 6.16 | 6 | Heat Pump Water Heater | 6.16
WPSDGEREWH0022 |  | 6.16 | 6 | Heat Pump Water Heater | 6.16
PGECODHW115 |  | 6.17 | 6 | Commercial Boiler Water Heating Control System | 6.17
PGECODHW126 |  | 6.18 | 6 | Demand Control for Centralized Water Heater Recirculation Pump | 6.18
SCE13WP002 |  | 6.18 | 6 | Demand Control for Centralized Water Heater Recirculation Pump | 6.18
WPSCGODE091116 |  | 6.18 | 6 | Demand Control for Centralized Water Heater Recirculation Pump | 6.18
WPSCGREWH161128A |  | 6.18 | 6 | Demand Control for Centralized Water Heater Recirculation Pump | 6.18
WPSCGREWH161128A WPSCGODE091116 |  | 6.18 | 6 | Demand Control for Centralized Water Heater Recirculation Pump | 6.18
WPSDGENRWH1201 |  | 6.18 | 6 | Demand Control for Centralized Water Heater Recirculation Pump | 6.18
WPSDGERECS0001 |  | 6.19 | 6 | Multifamily DHW RCx, Training, and Boiler Reset Controller | 6.19
SCGWP081020A |  | 6.20 | 6 | MF Central Recirc System Pipewrap | 6.20
WPSDGEREWH1203 |  | 6.20 | 6 | MF Central Recirc System Pipewrap | 6.20
PGECOHVC104 |  | 6.21 | 6 | Hot Water Line Insulation Electric/Gas | 6.21
SCGWP110812A |  | 6.21 | 6 | Hot Water Line Insulation Electric/Gas | 6.21
WPSDGENRWH1200 |  | 6.21 | 6 | Hot Water Line Insulation Electric/Gas | 6.21
WPSDGENRWH1200 WPSDGENRWH1202 |  | 6.21 | 6 | Hot Water Line Insulation Electric/Gas | 6.21
WPSDGENRWH1202 |  | 6.21 | 6 | Hot Water Line Insulation Electric/Gas | 6.21
PGECOPRO103 |  | 6.22 | 6 | Tank Insulation | 6.22
WPSCGNRMI050101A |  | 6.22 | 6 | Tank Insulation | 6.22
WPSDGENRWH0014 |  | 6.22 | 6 | Tank Insulation | 6.22
PGECOAPP124 |  | 7.01 | 7 | Energy Star Refrigerator | 7.01
SCE13AP001 |  | 7.01 | 7 | Energy Star Refrigerator | 7.01
WPSDGEREAP0001 |  | 7.01 | 7 | Energy Star Refrigerator | 7.01
SCE17AP009 |  | 7.02 | 7 | Smart/Connected Refrigerator | 7.02
PGECOAPP119 |  | 7.03 | 7 | Refrigerator and Freezer Recycling | 7.03
SCE13AP007 |  | 7.03 | 7 | Refrigerator and Freezer Recycling | 7.03
PGECOAPP129 |  | 7.04 | 7 | Energy Star Clothes Dryers | 7.04
SCE13AP008 |  | 7.04 | 7 | Energy Star Clothes Dryers | 7.04
PGECOAPP127 |  | 7.05 | 7 | Energy Star Clothes Washers | 7.05
SCE13AP003 |  | 7.05 | 7 | Energy Star Clothes Washers | 7.05
WPSCGREAP140211A |  | 7.05 | 7 | Energy Star Clothes Washers | 7.05
WPSCGREAP111222A |  | 7.05 | 7 | Energy Star Clothes Washers | 7.05
WPSDGEREWH0011 |  | 7.05 | 7 | Energy Star Clothes Washers | 7.05
WPSCGREAP120531A |  | 7.06 | 7 | Cold Water Default Clothes Washer | 7.06
WPSCGREAP150604A |  | 7.08 | 7 | Clothes Washer Recycling | 7.08
PGECOAPP123 |  | 7.09 | 7 | Ozone Laundry Nonresidential | 7.09
WPSDGENRWH0021 |  | 7.09 | 7 | Ozone Laundry Nonresidential | 7.09
PGECOFST127 |  | 7.13 | 7 | Under Counter Type Commercial Dishwasher | 7.13
PGECOAPP128 |  | 7.14 | 7 | Retail Products Platform | 7.14
PGECOCOM105 |  | 7.15 | 7 | Power Management Software for Networked Computers | 7.15
SCE13OE001 |  | 7.15 | 7 | Power Management Software for Networked Computers | 7.15
WPSDGENROE0001 |  | 7.15 | 7 | Power Management Software for Networked Computers | 7.15
PGECOALL101 |  | 7.16 | 7 | Smart Power Strips | 7.16
SCE13CS002 |  | 7.16 | 7 | Smart Power Strips | 7.16
WPSDGEREHE0003 |  | 7.16 | 7 | Smart Power Strips | 7.16
PGECOALL111 |  | 7.17 | 7 | Tier 2 Advanced Power Strip | 7.17
WPSDGENROE0002 |  | 7.17 | 7 | Tier 2 Advanced Power Strip | 7.17
WPSDGEREHE0004 |  | 7.17 | 7 | Tier 2 Advanced Power Strip | 7.17
PGE3PLTG168+A511 |  | 7.18 | 7 | Vending and Beverage Merchandise Controller | 7.18
PGE3PLTG168 PGECOREF111 |  | 7.18 | 7 | Vending and Beverage Merchandise Controller | 7.18
PGECOREF111 |  | 7.18 | 7 | Vending and Beverage Merchandise Controller | 7.18
SCE13CS005 |  | 7.18 | 7 | Vending and Beverage Merchandise Controller | 7.18
SCE17CS005 |  | 7.18 | 7 | Vending and Beverage Merchandise Controller | 7.18
WPSDGENRCS0001 |  | 7.18 | 7 | Vending and Beverage Merchandise Controller | 7.18
SCE13CS008 |  | 7.19 | 7 | Audio Equipment | 7.19
SCE13CS009 |  | 7.20 | 7 | Blu-Ray and DVD Players | 7.20
PGECOAPP104 |  | 7.21 | 7 | Energy Efficient TV | 7.21
WPSDGEREHE0001 |  | 7.21 | 7 | Energy Efficient TV | 7.21
SCE13CS007 |  | 7.22 | 7 | Set Top Boxes | 7.22
SCE17CS013 |  | 7.25 | 7 | Data Analytics Platform | 7.25
SCE17AP008 |  | 7.26 | 7 | Smart/Connected Washer | 7.26
SCE17CS010 |  | 7.27 | 7 | Smart/Connected Whole Home Bundle | 7.27
SCE17CS016 |  | 7.28 | 7 | In-Home Displays | 7.28
SCE17CS015 |  | 7.29 | 7 | Load Monitor | 7.29
SCE17CS012 |  | 7.30 | 7 | Smart/Connected Plugs | 7.30
SCE17CS014 |  | 7.31 | 7 | Smart/Connected Tier 2 Power Strips | 7.31
SCE17CS011 |  | 7.32 | 7 | SmartHub | 7.32
PGECOALL106 |  | 7.33 | 7 | Home Energy Check Up | 7.33
PGECOALL106 |  | 7.33 | 7 | Home Energy Check Up | 7.33
PGECOALL107 |  | 7.34 | 7 | Home Energy Reports | 7.34
PGECOALL107 |  | 7.34 | 7 | Home Energy Reports | 7.34
PGECOBLD108 |  | 8.01 | 8 | Reflective Window Film | 8.01
SCE13HC002 |  | 8.01 | 8 | Reflective Window Film | 8.01
WPSDGENRBS0001 |  | 8.01 | 8 | Reflective Window Film | 8.01
SCE13HC051 |  | 8.02 | 8 | Tint Window Retrofit | 8.02
SCE13BS011 |  | 8.03 | 8 | Radiant Barrier | 8.03
SCE13BS012 |  | 8.04 | 8 | Weatherization | 8.04
PGE3PPRO109 |  | 9.01 | 9 | Commercial Pool Cover | 9.01
WPRSGNRWH0002 |  | 9.01 | 9 | Commercial Pool Cover | 9.01
WPSCGNRWH150309A |  | 9.01 | 9 | Commercial Pool Cover | 9.01
WPSDGENRWH1204 |  | 9.01 | 9 | Commercial Pool Cover | 9.01
SCE13LG071 |  | 9.02 | 9 | LED Pool and Spa Lighting | 9.02
SCE17LG071 |  | 9.02 | 9 | LED Pool and Spa Lighting | 9.02
WPSDGENRMT0003 |  | 9.03 | 9 | DC Circulation Pool Pump | 9.03
SCE13WP009 |  | 9.04 | 9 | Residential Variable Speed Spa and Wading Pool Pump | 9.04
SCE17WP009 |  | 9.04 | 9 | Residential Variable Speed Spa and Wading Pool Pump | 9.04
PGECOPUM102 |  | 9.05 | 9 | Residential Variable Speed Swimming Pool Pump | 9.05
SCE13WP001 |  | 9.05 | 9 | Residential Variable Speed Swimming Pool Pump | 9.05
WPSDGEREWP0002 |  | 9.05 | 9 | Residential Variable Speed Swimming Pool Pump | 9.05
SCE13WP008 |  | 9.06 | 9 | Commercial Variable Speed Pool Pump Replacing Pump, <3HP | 9.06
SCE17WP008 |  | 9.06 | 9 | Commercial Variable Speed Pool Pump Replacing Pump, <3HP | 9.06
WPSDGENRMT0004 |  | 9.06 | 9 | Commercial Variable Speed Pool Pump Replacing Pump, <3HP | 9.06
WPSDGEREMT0002 |  | 9.08 | 9 | Robotic Pool Cleaners for Residential Pools | 9.08
PGECOPRO105 |  | 9.09 | 9 | Commercial Pool and Spa Heater | 9.09
PGECOPRO111 |  | 10.01 | 10 | Industrial Blower Replacing Air Compressor | 10.01
SCE13PR006 |  | 10.01 | 10 | Industrial Blower Replacing Air Compressor | 10.01
PGECOPRO112 |  | 10.02 | 10 | Air Compressor VFD Retrofit | 10.02
SCE13PR005 |  | 10.02 | 10 | Air Compressor VFD Retrofit | 10.02
SCE17PR005 |  | 10.02 | 10 | Air Compressor VFD Retrofit | 10.02
WPSDGENRPR0001 |  | 10.02 | 10 | Air Compressor VFD Retrofit | 10.02
SCE13PR007 |  | 10.03 | 10 | Cycling Air Dryers for Compressed Air Systems | 10.03
SCE13PR009 |  | 10.04 | 10 | Electronic Zero Air Loss Condensate Drains for Compressed Air Systems | 10.04
WPSDGENRPR0003 |  | 10.04 | 10 | Electronic Zero Air Loss Condensate Drains for Compressed Air Systems | 10.04
PGE3PPRO108 |  | 10.05 | 10 | Glycol Pump Motor VFD | 10.05
PGECOPRO110 |  | 10.06 | 10 | Process Fan VSD | 10.06
SCE13PR008 |  | 10.06 | 10 | Process Fan VSD | 10.06
SCE17PR008 |  | 10.06 | 10 | Process Fan VSD | 10.06
WPSDGENRPR0004 |  | 10.06 | 10 | Process Fan VSD | 10.06
PGECOPUM105 |  | 10.07 | 10 | Motor Upgrade | 10.07
SCGWP100310A |  | 10.08 | 10 | Commercial Steam Traps | 10.08
WPSDGENRWH0010 |  | 10.08 | 10 | Commercial Steam Traps | 10.08
SCE13HC055 |  | 10.10 | 10 | Circulating Block Heater | 10.10
WPSDGENRWH1100 |  | 10.11 | 10 | Boiler Cleaning | 10.11
SCE13MI001 |  | 11.02 | 11 | Home Energy Check Up | 11.02
SCE13MI005 |  | 11.03 | 11 | Whole House Upgrade Program | 11.03
WPSDGEREMI0005 |  | 11.03 | 11 | Whole House Upgrade Program | 11.03
WPSDGEREWH1208 |  | 11.04 | 11 | 3P Synergy Water Measures Mobile Home | 11.04
PGECOALL112 |  | 11.05 | 11 | Water Energy Nexus | 11.05
WPSDGENRMI0004 |  | 11.06 | 11 | DEER Measures | 11.06
PGEWPESMH0500 |  | 11.07 | 11 | Energy Star Manufactured Housing | 11.07
WPSCREBS007 |  | 11.07 | 11 | Energy Star Manufactured Housing | 11.07
WPSDGEREMI0002 |  | 11.07 | 11 | Energy Star Manufactured Housing | 11.07
Note on F66: Ayad Al-Shaikh: Installation of a new holding cabinet that is either an ROB or NC measure; can be full or half size.
Note on K66: Ayad Al-Shaikh: Installation of a new holding cabinet that is either an ROB or NC measure; can be full or half size.
Note on N66: Ayad Al-Shaikh: Installation of a new holding cabinet that is either an ROB or NC measure; can be full or half size.

## Revision Lookup (hidden)
No. | Measure Names | Plan | PG&E | Rev | PG&E | Rev | No. | Measure Names | Plan
1.01 | Anti-Sweat Heater (ASH) Controls | 2017 | PGECOREF108 | R7 | PGECOREF108 | R7 | 1.01 | Anti-Sweat Heater (ASH) Controls | 2017
1.02 | Anti-Sweat Heater Display Doors | 2017 | PGECOREF123 | R3 | POU | Rev | 1.01 | Anti-Sweat Heater (ASH) Controls | 2017
1.03 | Evaporator Fan Motors | 2017 | PGECOREF109 | R6 | SCE13RN009 | 2 | 1.01 | Anti-Sweat Heater (ASH) Controls | 2017
1.04 | Refrigerated Storage Auto Closer | 2017 | PGECOREF110 | R6 | WPSDGENRRN0009 | 1.1 | 1.01 | Anti-Sweat Heater (ASH) Controls | 2017
1.05 | Walk-in Cooler Evaporative Fan Cycling and VFD Control | 2017 | PGECOREF106 | R6 | 7.9 |  | 1.02 | Anti-Sweat Heater Display Doors | 2017
1.06 | Refrigeration Head Pressure Controls | 2017 | PGE3PREF120 PGE3PREF121 | R4 R3 | PGECOREF123 | R3 | 1.02 | Anti-Sweat Heater Display Doors | 2017
1.07 | Refrigeration Night Covers | 2017 | PGECOREF101 | R6 | SCE13RN018 | 2 | 1.02 | Anti-Sweat Heater Display Doors | 2017
1.08 | Bare Refrigeration Line Insulation | 2017 |  |  | 7.2, 7.7 |  | 1.03 | Evaporator Fan Motors | 2017
1.09 | Add Doors to Walk-in Cooler | 2018 | PGE3PREF127 | R4 | PGE3PREF123 | 1 | 1.03 | Evaporator Fan Motors | 2017
1.1 | Compressor Retrofit: Multiplex | 2018 | PGE3PREF117 | R3 | PGECOREF109 | R6 | 1.03 | Evaporator Fan Motors | 2017
1.11 | Display Case ECM Motor Retrofit | 2018 | PGE3PREF124 | R3 | SCE13RN011 | 2 | 1.03 | Evaporator Fan Motors | 2017
1.12 | Efficient Condenser: Air-Cooled to Evap | 2018 | PGE3PREF118 | R3 | 7.3, 7.4 |  | 1.04 | Refrigerated Storage Auto Closer | 2017
1.13 | Efficient Condenser: Multiplex | 2018 | PGE3PREF119 | R3 | PGECOREF110 | R6 | 1.04 | Refrigerated Storage Auto Closer | 2017
1.14 | Floating Head Pressure - Single Compressors | 2017 | PGE3PREF129 | R3 | SCE13RN024 |  | 1.04 | Refrigerated Storage Auto Closer | 2017
1.15 | Low Temp Coffin to Reach-In | 2018 | PGE3PREF122 | R4 | SCE17RN024 | 0 | 1.04 | Refrigerated Storage Auto Closer | 2017
1.16 | Medium Temp Open Case Retrofit | 2018 | PGE3PREF128 | R3 | WPSDGENRRN0110 | 1 | 1.04 | Refrigerated Storage Auto Closer | 2017
1.17 | Display Cases with Doors | 2017 | PGECOREF104 | R6 | 7.8 |  | 1.05 | Walk-in Cooler Evaporative Fan Cycling and VFD Control | 2017
1.18 | Add Med Temp Case Doors | 2017 | PGE3PREF116 | R2 | PGE3PREF126 |  | 1.05 | Walk-in Cooler Evaporative Fan Cycling and VFD Control | 2017
1.19 | Adaptive Refrigerator and Freezer Controls Comm | 2017 | PGECOREF124 | R1 | PGECOREF106 | R6 | 1.05 | Walk-in Cooler Evaporative Fan Cycling and VFD Control | 2017
1.2 | Strip curtain infiltration barrier for refrigerated space | n/a |  |  | SCE13RN025 | 2 | 1.05 | Walk-in Cooler Evaporative Fan Cycling and VFD Control | 2017
1.21 | Ultra Low Temperature Freezer | 2017 |  |  | WPSDGENRRN0011 | 2 | 1.05 | Walk-in Cooler Evaporative Fan Cycling and VFD Control | 2017
1.22 | Commercial Reach-In Refrigerators and Freezers | 2017 | PGECOFST123 | 3 | 7.5 |  | 1.06 | Refrigeration Head Pressure Controls | 2017
2.01 | Commercial Convection Oven | 2017 | PGECOFST101 | R6 | PGE3PREF120 | R4 | 1.06 | Refrigeration Head Pressure Controls | 2017
2.02 | Commercial Dishwashers | 2017 | PGECOFST126 | R0 | SCE13RN023 |  | 1.06 | Refrigeration Head Pressure Controls | 2017
2.03 | Commercial Combination Oven | 2017 | PGECOFST100 | R6 | SCE17RN023 | 0 | 1.06 | Refrigeration Head Pressure Controls | 2017
2.04 | Commercial Griddles | 2017 | PGECOFST103 | R7 | PGECOREF101 | R6 | 1.07 | Refrigeration Night Covers | 2017
2.05 | Commercial Steamers | 2017 | PGECOFST104 | R6 | SCE13RN005 | 2 | 1.07 | Refrigeration Night Covers | 2017
2.06 | Commercial Ice Machines | 2017 | PGECOFST108 | R5 | WPSDGENRRN0005 | 0.1 | 1.07 | Refrigeration Night Covers | 2017
2.07 | Insulated Hot Food Holding Cabinets | 2017 | PGECOFST105 | R5 | SCE13RN003 | 1 | 1.08 | Bare Refrigeration Line Insulation | 2017
2.08 | Commercial Conveyor Oven-Gas | 2017 | PGECOFST117 | R6 | WPSDGENRRN1000 | 0.1 | 1.08 | Bare Refrigeration Line Insulation | 2017
2.09 | Commercial Electric Deck Oven | 2017 |  |  | PGE3PREF127 | R4 | 1.09 | Add Doors to Walk-in Cooler | 2018
2.1 | Commercial Hand Wrap Machines | 2017 |  |  | PGE3PREF117 | R3 | 1.1 | Compressor Retrofit: Multiplex | 2018
2.11 | Gas & Electric Fryers | 2017 | PGECOFST102 | R6 | PGE3PREF124 | R3 | 1.11 | Display Case ECM Motor Retrofit | 2018
2.12 | Exhaust Hood Demand Controlled Ventilation | 2017 | PGECOFST116 | R5 | 7.4 |  | 1.12 | Efficient Condenser: Air-Cooled to Evap | 2018
2.13 | Low-Flow Pre-Rinse Spray Valves Direct Install | 2017 | PGECOFST125 | R1 | PGE3PREF118 | R3 | 1.12 | Efficient Condenser: Air-Cooled to Evap | 2018
2.14 | Rack Oven | ??? | PGECOFST109 | R6 | PGE3PREF119 | R3 | 1.13 | Efficient Condenser: Multiplex | 2018
2.15 | Finned-Bottom Stock Pot (Foodservice) | n/a |  |  | PGE3PREF129 | R3 | 1.14 | Floating Head Pressure - Single Compressors | 2017
2.16 | Commercial Pressure Fryer | n/a |  |  | PGE3PREF122 | R4 | 1.15 | Low Temp Coffin to Reach-In | 2018
2.17 | Commercial High Density Universal Holding Cabinets | 2017 |  |  | D03-205, D03-206 |  | 1.16 | Medium Temp Open Case Retrofit | 2018
2.18 | Reach in RefFreezer | moved | PGECOFST123 | R3 | PGE3PREF128 | R3 | 1.16 | Medium Temp Open Case Retrofit | 2018
3.01 | Agricultural Pump System Overhaul for Pumps Up To 25 HP | 2017 | PGECOAGR120 | R1 | PGECOREF104 | R6 | 1.17 | Display Cases with Doors | 2017
3.02 | Agricultural Ventilation Fans | 2017 | PGE3PAGR117 | R7 | SCE13RN008 | 1 | 1.17 | Display Cases with Doors | 2017
3.03 | Farm Sprinkler to Micro Irrigation Conversion | 2017 | PGECOAGR111 | R6 | WPSDGENRRN0015 | 2.1 | 1.17 | Display Cases with Doors | 2017
3.04 | Low Pressure Sprinkler Nozzles | 2017 | PGECOAGR112 | R6 | PGE3PREF116 | R2 | 1.18 | Add Med Temp Case Doors | 2017
3.05 | Variable Frequency Drive on Agricultural Well Pumps (<=300hp) | 2017 | PGECOAGR119 | R3 | SCE13RN027 | 0 | 1.18 | Add Med Temp Case Doors | 2017
3.06 | Milk Cooling Scroll Compressor | 2018 | PGE3PAGR113 | 3 | PGECOREF124 | R1 | 1.19 | Adaptive Refrigerator and Freezer Controls Comm | 2017
3.07 | Vertical Hollow and Solid Shaft Pump Motors | 2018 | PGECOPUM103 | 0 | 7.7 |  | 1.21 | Ultra Low Temperature Freezer | 2017
3.08 | CHR Unit - Electric and Gas | n/a | PGE3PAGR115 | R0 | PGECOFST123 | 3 | 1.22 | Commercial Reach-In Refrigerators and Freezers | 2017
3.09 | Milk Vacuum Pump VSD | n/a | PGE3PAGR116 | R0 | SCE13CC001 | 3 | 1.22 | Commercial Reach-In Refrigerators and Freezers | 2017
3.1 | Milk Transfer Pump VSD | n/a | PGE3PAGR118 | R1 | WPSDGENRRN0010 | 2.1 | 1.22 | Commercial Reach-In Refrigerators and Freezers | 2017
3.11 | Chilled Glycol Pipe Insulation | n/a | PGE3PREF114 | R1 | 7.2 |  | 2.01 | Commercial Convection Oven | 2017
3.12 | Glycol tank Insulation | n/a | PGE3PREF115 | R1 | PGECOFST101 | R6 | 2.01 | Commercial Convection Oven | 2017
3.13 | Milk Pre Cooler | n/a | PGE3PAGR114 | R0 | SCE13CC011 | R4 | 2.01 | Commercial Convection Oven | 2017
3.14 | Greenhouse - Heat Curtain |  |  |  | WPSDGENRCC0006 | 3 | 2.01 | Commercial Convection Oven | 2017
4.01 | CFL, Interior Fixture |  | PGE3PLTG131 |  | 8.7 |  | 2.02 | Commercial Dishwashers | 2017
4.02 | CFL, Exterior Fixture |  | PGECOLTG109 |  | PGECOFST126 | R0 | 2.02 | Commercial Dishwashers | 2017
4.03 | CFL, BiLevel Fixture |  | PGECOLTG101 |  | 8.1 |  | 2.03 | Commercial Combination Oven | 2017
4.04 | CFL, Integral/Screw-in |  | PGE3PLTG173 |  | PGECOFST100 | R6 | 2.03 | Commercial Combination Oven | 2017
4.05 | CFL, Integral/Screw-in, Multipack |  | PGECOLTG107 |  | SCE13CC006 | 2 | 2.03 | Commercial Combination Oven | 2017
4.06 | CFL, 3-Way |  | PGECOLTG162 |  | WPSDGENRCC0005 | 3.1 | 2.03 | Commercial Combination Oven | 2017
4.07 | CFL, Spiral |  |  |  | 8.5 |  | 2.04 | Commercial Griddles | 2017
4.08 | CFL, Pin-Based |  | PGECOLTG103 |  | PGECOFST103 | R7 | 2.04 | Commercial Griddles | 2017
4.09 | CFL, Plug-In |  |  |  | SCE13CC005 | 3 | 2.04 | Commercial Griddles | 2017
4.1 | LF, 4' Replace Lamp |  | PGECOLTG116 |  | WPSDGENRCC0016 | 1 | 2.04 | Commercial Griddles | 2017
4.11 | LF, Dimming Ballast |  | PGECOLTG176 |  | 8.9 |  | 2.05 | Commercial Steamers | 2017
4.12 | LF, Ballast Retrofit |  |  |  | PGECOFST104 | R6 | 2.05 | Commercial Steamers | 2017
4.13 | LF, Replacement Fixture |  | PGE3PLTG172 |  | SCE13CC002 | 2 | 2.05 | Commercial Steamers | 2017
4.14 | LF, HP Fixture |  | PGECOLTG114 |  | WPSDGENRCC0001 | 3.1 | 2.05 | Commercial Steamers | 2017
4.15 | LF, Delamping Fixture |  | PGE3PLTG176 |  | 8.6 |  | 2.06 | Commercial Ice Machines | 2017
4.16 | LED, Interior Downlight |  | PGECOLTG139 |  | PGECOFST108 | R5 | 2.06 | Commercial Ice Machines | 2017
4.17 | LED, Exterior Wallpack |  |  |  | SCE13CC007 | 3 | 2.06 | Commercial Ice Machines | 2017
4.18 | LED, High/Low Bay |  | PGECOLTG178 |  | WPSDGENRCC0004 | 2.1 | 2.06 | Commercial Ice Machines | 2017
4.19 | LED, Troffer (2x4, 1x4, 2x2) |  | PGECOLTG179 |  | 7.1 |  | 2.07 | Insulated Hot Food Holding Cabinets | 2017
4.2 | LED, Street Light |  | PGECOLTG151 |  | PGECOFST105 | R5 | 2.07 | Insulated Hot Food Holding Cabinets | 2017
4.21 | LED, Interior Common, Res |  |  |  | SCE13CC003 | 2 | 2.07 | Insulated Hot Food Holding Cabinets | 2017
4.22 | LED, Landscape |  |  |  | WPSDGENRCC0018 | 0 | 2.07 | Insulated Hot Food Holding Cabinets | 2017
4.23 | LED, Exterior with Motion |  |  |  | 8.4 |  | 2.08 | Commercial Conveyor Oven-Gas | 2017
4.24 | LED, Exterior, Res |  |  |  | PGECOFST117 | R6 | 2.08 | Commercial Conveyor Oven-Gas | 2017
4.25 | LED, Exterior, Pole |  |  |  | PGECOFST117 |  | 2.08 | Commercial Conveyor Oven-Gas | 2017
4.26 | LED, MR-16 |  | PGECOLTG140 |  | WPSDGENRCC0015 | 0 | 2.08 | Commercial Conveyor Oven-Gas | 2017
4.27 | LED, PAR20, 30, 38, |  | PGECOLTG141 |  | SCE17CC012 | 0 | 2.09 | Commercial Electric Deck Oven | 2017
4.28 | LED, Candelabra |  | PGECOLTG163 |  | SCE17CC014 | 0 | 2.1 | Commercial Hand Wrap Machines | 2017
4.29 | LED, Globe |  | PGECOLTG164 |  | PGECOFST102 | R6 | 2.11 | Gas & Electric Fryers | 2017
4.3 | LED, A-Lamp |  | PGECOLTG165 | 2 vs 3 | SCE13CC004 | 2 | 2.11 | Gas & Electric Fryers | 2017
4.31 | LED, Recessed Downlight |  | PGECOLTG175 |  | WPSDGENRCC0014 | 3.1 | 2.11 | Gas & Electric Fryers | 2017
4.32 | LED, R-BR |  | PGECOLTG177 |  | 8.8 |  | 2.12 | Exhaust Hood Demand Controlled Ventilation | 2017
4.33 | LED, GU-24 |  |  |  | PGECOFST116 | R5 | 2.12 | Exhaust Hood Demand Controlled Ventilation | 2017
4.34 | LED, Various Lamps |  |  |  | SCE13CC008 | 2 | 2.12 | Exhaust Hood Demand Controlled Ventilation | 2017
4.35 | LED, Exterior Lamps |  |  |  | WPSDGENRCC0019 | 1 | 2.12 | Exhaust Hood Demand Controlled Ventilation | 2017
4.36 | LED, Tube LED |  |  |  | 8.15 |  | 2.13 | Low-Flow Pre-Rinse Spray Valves Direct Install | 2017
4.37 | HID, Interior Fixture |  | PGECOLTG113 |  | PGECOFST125 | R1 | 2.13 | Low-Flow Pre-Rinse Spray Valves Direct Install | 2017
4.38 | HID, Exterior Fixture |  | PGECOLTG158 |  | WPSCGNRWH121113A | R2 | 2.13 | Low-Flow Pre-Rinse Spray Valves Direct Install | 2017
4.39 | HID, Interior Lamp |  |  |  | WPSDGENRWH0012 | R1 | 2.13 | Low-Flow Pre-Rinse Spray Valves Direct Install | 2017
4.4 | Sensor, Residential Occ |  | PGECOLTG130 |  | PGECOFST109 | R6 | 2.14 | Rack Oven | ???
4.41 | Sensor, Wall or Ceiling Occ |  | PGECOLTG120 |  | WPSDGENRCC0011 | 2.1 | 2.14 | Rack Oven | ???
4.42 | Sensor, Integrated Fixture |  |  |  | WPSDGENRCC0021 | 0.1 | 2.15 | Finned-Bottom Stock Pot (Foodservice) | n/a
4.43 | Sensor, Photocell |  |  |  | SCE13CC013 |  | 2.16 | Commercial Pressure Fryer | n/a
4.44 | Open Sign |  | PGE3PLTG167 |  | SCE13CC015 |  | 2.17 | Commercial High Density Universal Holding Cabinets | 2017
4.45 | Menu Board |  |  |  | WPSDGENRCC0017 | 0 | 2.17 | Commercial High Density Universal Holding Cabinets | 2017
4.46 | Channel Letter Sign |  |  |  | PGECOFST123 | R3 | 2.18 | Reach in RefFreezer | moved
4.47 | Refrig, Case Door |  | PGECOLTG174 |  | SCE13CC001 |  | 2.18 | Reach in RefFreezer | moved
4.48 | Refrig, Walk-in |  | PGE3PLTG171 |  | WPSDGENRRN0010 | 2.1 | 2.18 | Reach in RefFreezer | moved
4.49 | Refrig, Reach-in |  |  |  | PGECOAGR120 | R1 | 3.01 | Agricultural Pump System Overhaul for Pumps Up To 25 HP | 2017
4.5 | Cold Cathode |  |  |  | SCE13PR003 | 2 | 3.01 | Agricultural Pump System Overhaul for Pumps Up To 25 HP | 2017
4.51 | LED, Pool |  |  |  | WPSDGENRPR0002 | 0 | 3.01 | Agricultural Pump System Overhaul for Pumps Up To 25 HP | 2017
4.52 | CFL, Ceiling Fan |  |  |  | custom |  | 3.02 | Agricultural Ventilation Fans | 2017
4.53 | LED, Sports or Athletic Fields |  |  |  | PGE3PAGR117 | R7 | 3.02 | Agricultural Ventilation Fans | 2017
5.01 | Economizer Controls | 2018 | PGE3PHVC152 |  | PGECOAGR111 | R6 | 3.03 | Farm Sprinkler to Micro Irrigation Conversion | 2017
5.02 | Economizer Repair | 2018 | PGE3PHVC151 |  | SCE13WP003 | 1 | 3.03 | Farm Sprinkler to Micro Irrigation Conversion | 2017
5.03 | Space Heating Boilers | 2018 | PGECOHVC101 |  | WPSDGENRAG0001 | 1 | 3.03 | Farm Sprinkler to Micro Irrigation Conversion | 2017
5.04 | Tank Insulation | 2018 |  |  | PGECOAGR112 | R6 | 3.04 | Low Pressure Sprinkler Nozzles | 2017
5.05 | Water-Cooled Chillers | 2018 | PGECOHVC137 |  | SCE13WP007 | 0 | 3.04 | Low Pressure Sprinkler Nozzles | 2017
5.06 | Demand Controlled Ventilation for Single Zone Packaged HVAC | 2018 | PGECOHVC168 |  | WPSPGENRAG0002 | 1 | 3.04 | Low Pressure Sprinkler Nozzles | 2017
5.07 | VFD Demand Control System Retrofit to Parking Structure Exhaust Fan | 2018 |  |  | PGECOAGR119 | R3 | 3.05 | Variable Frequency Drive on Agricultural Well Pumps (<=300hp) | 2017
5.08 | Energy Upgrade California - Prescriptive Whole Home Upgrade | 2018 |  |  | 8.1 custom |  | 3.06 | Milk Cooling Scroll Compressor | 2018
5.09 | Res DuctTestSeal | 2018 | PGE3PHVC159 |  | PGE3PAGR113 | 3 | 3.06 | Milk Cooling Scroll Compressor | 2018
5.1 | Residential HVAC Quality Maintenance and Motor Retrofit | 2018 | PGECOHVC139 |  | PGECOPUM103 | 0 | 3.07 | Vertical Hollow and Solid Shaft Pump Motors | 2018
5.11 | Quality Installation for Residential Split Systems | 2018 |  |  | PGE3PAGR115 | R0 | 3.08 | CHR Unit - Electric and Gas | n/a
5.12 | Comprehensive Commercial HVAC Rooftop Unit Quality Maintenance | 2018 | PGECOHVC138 |  | PGE3PAGR116 | R0 | 3.09 | Milk Vacuum Pump VSD | n/a
5.13 | Efficient Fan Controller for Residential Air Conditioners | 2018 | PGE3PHVC150 |  | PGE3PAGR118 | R1 | 3.1 | Milk Transfer Pump VSD | n/a
5.14 | VFD Retrofit to Central Plant Systems | 2018 |  |  | SCE13PR004 | 2 | 3.1 | Milk Transfer Pump VSD | n/a
5.15 | Unoccupied Supply Fan Control | 2018 | PGE3PHVC157 |  | PGE3PREF114 | R1 | 3.11 | Chilled Glycol Pipe Insulation | n/a
5.16 | Air Handler Variable Speed Motor | 2018 | PGECOHVC125 |  | PGE3PREF115 | R1 | 3.12 | Glycol tank Insulation | n/a
5.17 | Whole House Fan | 2018 | PGECOHVC134 |  | PGE3PAGR114 | R0 | 3.13 | Milk Pre Cooler | n/a
5.18 | High Efficiency Furnaces 92 AFUE (1.08 HIR), 95 AFUE (1.05 HIR), 96 AFUE (1.04 HIR), and 97 AFUE (1.03 HIR) - Residential | 2018 | PGECOHVC145 |  | PGE3PLTG131 |  | 4.01 | CFL, Interior Fixture
5.19 | High Efficiency Furnaces-Com | 2018 | PGECOHVC146 |  | SCE13LG085 |  | 4.01 | CFL, Interior Fixture
5.2 | Gravity Wall Furnaces in Single-Family and Multi-Family Homes | 2018 |  |  | SCE17LG085 |  | 4.01 | CFL, Interior Fixture
5.21 | Classroom HVAC Occupancy Sensor | 2018 |  |  | PGECOLTG109 |  | 4.02 | CFL, Exterior Fixture
5.22 | Variable Refrigerant Flow Commercial Heat Pumps & Heat Recovery Systems >65kBtu/h | 2018 | PGECOHVC142 |  | SCE13LG007 |  | 4.02 | CFL, Exterior Fixture
5.23 | Water Cooled AC and Residential AC with an Evaporative Condenser | 2018 |  |  | SCE17LG007 |  | 4.02 | CFL, Exterior Fixture
5.24 | Unitary Air-Cooled Commercial Air Conditioners and Heat Pumps >=65 kBtu/h | 2018 | PGECOHVC128 |  | WPSDGENRLG0006 |  | 4.02 | CFL, Exterior Fixture
5.25 | Unitary Air Cooled Commercial Air Conditioning and Heat Pump Units Under 65 kBtuh | 2018 | PGECOHVC126 |  | PGECOLTG101 |  | 4.03 | CFL, BiLevel Fixture
5.26 | Unitary Water and Evaporatively Cooled Air Conditioners | 2018 | PGECOHVC161 |  | SCE13LG089 |  | 4.03 | CFL, BiLevel Fixture
5.27 | High Efficiency Package Terminal Air Conditioners & Heat Pumps 24kBtu/h (2 tons) and under | 2018 | PGECOHVC114 |  | SCE17LG089 |  | 4.03 | CFL, BiLevel Fixture
5.28 | Ductless Air Conditioners under 24 kBtu/hr | 2017 |  |  | WPSDGENRLG0076 |  | 4.03 | CFL, BiLevel Fixture
5.29 | Air Filter Replacement | 2018 |  |  | PGE3PLTG173 |  | 4.04 | CFL, Integral/Screw-in
5.3 | Refrigerant Charge | 2018 | PGE3PHVC160 |  | SCE13LG017 |  | 4.04 | CFL, Integral/Screw-in
5.31 | Evaporator Coil Cleaning | 2018 | PGE3PHVC158 |  | SCE17LG017 |  | 4.04 | CFL, Integral/Screw-in
5.32 | Commercial Condenser Coil Cleaning | 2018 | PGE3PHVC156 |  | PGECOLTG107 |  | 4.05 | CFL, Integral/Screw-in, Multipack
5.33 | Residential Single Family and Multi-Family Condenser Coil Cleaning | 2018 |  |  | PGECOLTG111 |  | 4.05 | CFL, Integral/Screw-in, Multipack
5.34 | Window Evaporative Coolers | 2018 |  |  | PGECOLTG162 |  | 4.06 | CFL, 3-Way
5.35 | Direct Evaporative Coolers, Res | 2018 | PGECOHVC163 |  | SCE13LG072 |  | 4.06 | CFL, 3-Way
5.36 | Direct-Indirect Evaporative Coolers | 2018 | PGECOHVC164 |  | SCE17LG072 |  | 4.06 | CFL, 3-Way
5.37 | Energy Star Room Air Conditioners | 2018 |  |  | SCE13LG099 |  | 4.07 | CFL, Spiral
5.38 | Portable Room Air Conditioner | 2018 |  |  | PGECOLTG103 |  | 4.08 | CFL, Pin-Based
5.39 | Air-Cooled Packaged Chiller | 2018 | PGECOHVC120 |  | SCE13LG075 |  | 4.09 | CFL, Plug-In
5.4 | Upstream Residential HVAC | 2018 | PGECOHVC166 |  | PGECOLTG116 |  | 4.1 | LF, 4' Replace Lamp
5.41 | Variable Speed Drive on HVAC Fan Control | 2018 | PGECOHVC106 |  | SCE13LG092 |  | 4.1 | LF, 4' Replace Lamp
5.42 | Brushless Fan Motor for Residential Central AC | 2018 | PGE3PMOT102 |  | SCE17LG092 |  | 4.1 | LF, 4' Replace Lamp
5.43 | Multifamily Domestic Hot Water Temperature Reset Controller | 2018 |  |  | WPSDGENRLG0120 |  | 4.1 | LF, 4' Replace Lamp
5.44 | Guest Room PTAC/PTHP Adaptive Climate Controller | 2018 |  |  | PGECOLTG176 |  | 4.11 | LF, Dimming Ballast
5.45 | Guest Room PTAC/PTHP Energy Management System | 2018 | PGE3PHVC149 |  | SCE13LG031 |  | 4.11 | LF, Dimming Ballast
5.46 | Programmable Communicating Thermostat for Demand Response | 2018 | PGE3PHVC153 |  | WPSDGENRLG0025 |  | 4.11 | LF, Dimming Ballast
5.47 | Smart Thermostat | 2018 | PGECOHVC167 |  | WPSDGENRLG0013 |  | 4.12 | LF, Ballast Retrofit
5.48 | VFD Retrofit to Central Plant Systems | 2018 |  |  | PGE3PLTG172 |  | 4.13 | LF, Replacement Fixture
5.49 | Enhanced Ventilation for Packaged HVAC Units with Gas Heating and Packaged Heat Pumps | 2018 | PGECOHVC143 |  | SCE13LG087 |  | 4.13 | LF, Replacement Fixture
5.5 | Cogged V-Belt Non-Residential HVAC Fans | 2018 | PGECOHVC144 |  | SCE17LG087 |  | 4.13 | LF, Replacement Fixture
5.51 | Water Source Heat Pumps | 2018 | PGECOHVC162 |  | WPSDGENRLG0044 |  | 4.13 | LF, Replacement Fixture
5.52 | Duct Leakage |  | PGECOALL109 | r2 | PGECOLTG114 |  | 4.14 | LF, HP Fixture
5.53 | DEER Other |  |  |  | SCE13LG086 |  | 4.14 | LF, HP Fixture
6.01 | Faucet Aerator and Low Flow Showerhead | 2017 | PGECODHW125 | 5 | SCE17LG086 |  | 4.14 | LF, HP Fixture
6.02 | Faucet Aerators for Bathroom/Kitchen Sinks in Residential Buildings | 2017 |  |  | WPSDGENRLG0026 |  | 4.14 | LF, HP Fixture
6.03 | Low-Flow Showerheads | 2017 |  |  | PGE3PLTG176 |  | 4.15 | LF, Delamping Fixture
6.04 | Temperature-Initiated Shower Flow Restriction Valve with and without an Integrated Low-Flow Showerhead | 2018 |  |  | SCE13LG095 |  | 4.15 | LF, Delamping Fixture
6.05 | Laminar Flow Restrictor | 2017 |  |  | WPSDGENRLG0022 |  | 4.15 | LF, Delamping Fixture
6.06 | Therm Savings Kit | 2018 |  |  | PGECOLTG139 |  | 4.16 | LED, Interior Downlight
6.07 | Boiler, Commercial | 2017 | PGECODHW124 PGECODHW101 | 1 7 | SCE13LG103 |  | 4.16 | LED, Interior Downlight
6.08 | Tankless, Commercial | 2017 | 101r7 |  | SCE17LG103 |  | 4.16 | LED, Interior Downlight
6.09 | Storage Water Heater, Commercial | 2017 | PGECODHW103 | 6 | WPSDGENRLG0196 |  | 4.16 | LED, Interior Downlight
6.1 | Boiler, Process | 2017 | PGECOPRO101 | 5 | SCE13LG108 |  | 4.17 | LED, Exterior Wallpack
6.11 | Direct Contact Water Heater, Process | 2017 | PGECOPRO106 | 5 | PGECOLTG178 |  | 4.18 | LED, High/Low Bay
6.12 | Boiler, Multi-Family | 2017 |  |  | SCE13LG111 |  | 4.18 | LED, High/Low Bay
6.13 | Central Storage Water Heater, MF | 2017 | PGECODHW114 | 6 | WPSDGENRLG0080 |  | 4.18 | LED, High/Low Bay
6.14 | Storage Water Heater, Residential | 2017 | PGECODHW104 | 5 | PGECOLTG179 |  | 4.19 | LED, Troffer (2x4, 1x4, 2x2)
6.15 | Tankless, Residential | 2017 | PGECODHW104 PGECODHW122 | 5 2 | SCE13LG118 |  | 4.19 | LED, Troffer (2x4, 1x4, 2x2)
6.16 | Heat Pump Water Heater | 2017 | PGECODHW106 | 6 | PGECOLTG151 |  | 4.2 | LED, Street Light
6.17 | Commercial Boiler Water Heating Control System | 2018 | PGECODHW115 | 3 | SCE13LG097 |  | 4.2 | LED, Street Light
6.18 | Demand Control for Centralized Water Heater Recirculation Pump | 2017 | PGECODHW126 | 1 | SCE17LG097 |  | 4.2 | LED, Street Light
6.19 | Multifamily DHW RCx, Training, and Boiler Reset Controller | 2017 |  |  | WPSDGENRLG0181 |  | 4.2 | LED, Street Light
6.2 | MF Central Recirc System Pipewrap | 2018 |  |  | SCE13LG115 |  | 4.21 | LED, Interior Common, Res
6.21 | Hot Water Line Insulation Electric/Gas | 2017 | PGECOHVC104 | 7 | SCE17LG115 |  | 4.21 | LED, Interior Common, Res
6.22 | Tank Insulation | n/a | PGECOPRO103 | 6 | WPSDGENRLG0106 |  | 4.21 | LED, Interior Common, Res
6.23 | Faucet Aerators for Bathroom/Kitchen Sinks, Commercial | n/a |  |  | SCE13LG105 |  | 4.22 | LED, Landscape
6.24 | Low-Flow Showerheads, Commercial | n/a |  |  | SCE17LG105 |  | 4.22 | LED, Landscape
6.25 | Recirculation Pump Time Clocks | 2017 |  |  | WPSDGERELG1057 |  | 4.22 | LED, Landscape
7.01 | Energy Star Refrigerator | 2017 | PGECOAPP124 | 2 | SCE13LG114 |  | 4.23 | LED, Exterior with Motion
7.02 | Smart/Connected Refrigerator | 2018 |  |  | SCE17LG114 |  | 4.23 | LED, Exterior with Motion
7.03 | Refrigerator and Freezer Recycling | 2018 | PGECOAPP119 | 6 | SCE13LG119 |  | 4.24 | LED, Exterior, Res
7.04 | Energy Star Clothes Dryers | 2017 | PGECOAPP129 | 1 | SCE17LG119 |  | 4.24 | LED, Exterior, Res
7.05 | Energy Star Clothes Washers | 2017 | PGECOAPP127 | 3 | WPSDGENRLG0030 |  | 4.24 | LED, Exterior, Res
7.06 | Cold Water Default Clothes Washer | N/A |  |  | SCE17LG120 |  | 4.25 | LED, Exterior, Pole
7.07 | Non Res High Efficiency Clothes Washer in MF Properties | N/A |  |  | PGECOLTG140 |  | 4.26 | LED, MR-16
7.08 | Clothes Washer Recycling | N/A |  |  | SCE17LG128 |  | 4.26 | LED, MR-16
7.09 | Ozone Laundry Nonresidential | 2017 | PGECOAPP123 | 5 | PGECOLTG141 |  | 4.27 | LED, PAR20, 30, 38,
7.1 | Res Ozone Laundry | 2017 |  |  | SCE17LG127 |  | 4.27 | LED, PAR20, 30, 38,
7.11 | Industrial CO2 Laundry | N/A |  |  | PGECOLTG163 |  | 4.28 | LED, Candelabra
7.12 | Residential Energy Star Dishwasher | 2018 | PGECOFST126 | 0 | SCE17LG129 |  | 4.28 | LED, Candelabra
7.13 | Under Counter Type Commercial Dishwasher | 2018 | PGECOFST127 |  | PGECOLTG164 |  | 4.29 | LED, Globe
7.14 | Retail Products Platform | 2017 | PGECOAPP128 | 0 | SCE17LG130 |  | 4.29 | LED, Globe
7.15 | Power Management Software for Networked Computers | 2017 | PGECOCOM105 | 5 | PGECOLTG165 | 2 vs 3 | 4.3 | LED, A-Lamp
7.16 | Smart Power Strips | 2017 | PGECOALL101 | 6 | SCE17LG133 |  | 4.3 | LED, A-Lamp
7.17 | Tier 2 Advanced Power Strip | 2017 | PGECOALL111 |  | PGECOLTG175 |  | 4.31 | LED, Recessed Downlight
7.18 | Vending and Beverage Merchandise Controller | 2017 | PGE3PLTG168 PGECOREF111 | 1 5 | PGECOLTG177 |  | 4.32 | LED, R-BR
7.19 | Audio Equipment | N/A |  |  | SCE17LG131 |  | 4.32 | LED, R-BR
7.2 | Blu-Ray and DVD Players | N/A |  |  | SCE13LG116 |  | 4.33 | LED, GU-24
7.21 | Energy Efficient TV | N/A | PGECOAPP104 | 4 | SCE13LG106 |  | 4.34 | LED, Various Lamps
7.22 | Set Top Boxes | N/A |  |  | SCE13LG109 |  | 4.35 | LED, Exterior Lamps
7.23 | Non Res Energy Star UPS | N/A |  |  | SCE17LG109 |  | 4.35 | LED, Exterior Lamps
7.24 | Recycling of Appliances Preventing Continued Use | N/A |  |  | SCE13LG117 |  | 4.36 | LED, Tube LED
7.25 | Data Analytics Platform | 2018 |  |  | SCE17LG117 |  | 4.36 | LED, Tube LED
7.26 | Smart/Connected Washer | 2018 |  |  | PGECOLTG113 |  | 4.37 | HID, Interior Fixture
7.27 | Smart/Connected Whole Home Bundle | 2018 |  |  | SCE13LG090 |  | 4.37 | HID, Interior Fixture
7.28 | In-Home Displays | 2018 |  |  | WPSDGENRLG0002 |  | 4.37 | HID, Interior Fixture
7.29 | Load Monitor | 2018 |  |  | WPSDGENRLG0005 |  | 4.37 | HID, Interior Fixture
7.3 | Smart/Connected Plugs | 2018 |  |  | PGECOLTG158 |  | 4.38 | HID, Exterior Fixture
7.31 | Smart/Connected Tier 2 Power Strips | 2018 |  |  | SCE13LG102 |  | 4.38 | HID, Exterior Fixture
7.32 | SmartHub | 2018 |  |  | WPSDGENRLG0003 |  | 4.38 | HID, Exterior Fixture
7.33 | Home Energy Check Up | 2018 | PGECOALL106 | 0 | WPSDGENRLG0007 |  | 4.39 | HID, Interior Lamp
7.34 | Home Energy Reports | 2018 | PGECOALL107 | 0 | PGECOLTG130 |  | 4.4 | Sensor, Residential Occ
7.35 | Commercial Reach-In Refrigerators and Freezers | 2017 | PGECOFST123 | 3 | SCE13LG020 |  | 4.4 | Sensor, Residential Occ
8.01 | Reflective Window Film | 2018 | PGECOBLD108 |  | SCE17LG020 |  | 4.4 | Sensor, Residential Occ
8.02 | Tint Window Retrofit | 2018 |  |  | PGECOLTG120 |  | 4.41 | Sensor, Wall or Ceiling Occ
8.03 | Weatherization | 2018 |  |  | SCE13LG025 |  | 4.41 | Sensor, Wall or Ceiling Occ
8.04 | Residential Reduced Building Leakage | 2018 |  |  | WPSDGENRLG0016 |  | 4.41 | Sensor, Wall or Ceiling Occ
8.05 | Radiant Barrier | n/a |  |  | SCE13LG076 |  | 4.42 | Sensor, Integrated Fixture
8.06 | Residential Solar Attic Fan | n/a |  |  | SCE17LG076 |  | 4.42 | Sensor, Integrated Fixture
8.07 | Residential Solar Screen | n/a |  |  | WPSDGENRLG0197 |  | 4.43 | Sensor, Photocell
8.08 | Ceiling Insulation | n/a |  |  | PGE3PLTG167 |  | 4.44 | Open Sign
8.09 | Cool Roof | n/a |  |  | SCE13LG070 |  | 4.44 | Open Sign
8.1 | Floor Insulation | n/a |  |  | SCE13LG113 |  | 4.45 | Menu Board
8.11 | Wall insulation | n/a |  |  | SCE13LG052 |  | 4.46 | Channel Letter Sign
8.12 | Solar Screen | n/a |  |  | WPSDGENRLG0021 |  | 4.46 | Channel Letter Sign
8.13 | Energy Efficient Windows | n/a |  |  | PGECOLTG174 |  | 4.47 | Refrig, Case Door
9.01 | Commercial Pool Cover | 2017 | PGE3PPRO109 |  | SCE13CS003 |  | 4.47 | Refrig, Case Door
9.02 | LED Pool and Spa Lighting | 2018 |  |  | WPSDGENRLG0027 |  | 4.47 | Refrig, Case Door
9.03 | DC Circulation Pool Pump | 2018 |  |  | WPSDGENRLG0082 |  | 4.47 | Refrig, Case Door
9.04 | Residential Variable Speed Spa and Wading Pool Pump | 2018 |  |  | PGE3PLTG171 |  | 4.48 | Refrig, Walk-in
9.05 | Residential Variable Speed Swimming Pool Pump | 2018 | PGECOPUM102 | 7 | SCE13LG098 |  | 4.49 | Refrig, Reach-in
9.06 | Commercial Variable Speed Pool Pump Replacing Pump, <3HP | N/A |  |  | SCE17LG098 |  | 4.49 | Refrig, Reach-in
9.07 | Variable Speed Pool Motors | N/A |  |  | WPSDGENRLG0081 |  | 4.49 | Refrig, Reach-in
9.08 | Robotic Pool Cleaners for Residential Pools | N/A |  |  | WPSDGENRSH0001 |  | 4.5 | Cold Cathode
9.09 | Commercial Pool and Spa Heater | 2018 | PGECOPRO105 | 3 | WPSDGENRLG0028 |  | 4.51 | LED, Pool
9.1 | SF Pool Heater | N/A |  |  | SCE13LG019 |  | 4.52 | CFL, Ceiling Fan
9.11 | SF Spa Heater | N/A |  |  | WPSDGENRLG0198 |  | 4.53 | LED, Sports or Athletic Fields
10.01 | Industrial Blower Replacing Air Compressor | 2018 | PGECOPRO111 |  | PGE3PHVC152 |  | 5.01 | Economizer Controls | 2018
10.02 | Air Compressor VFD Retrofit | 2018 | PGECOPRO112 |  | PGE3PHVC152 |  | 5.01 | Economizer Controls | 2018
10.03 | Cycling Air Dryers for Compressed Air Systems | n/a |  |  | WPSDGENRHC0028 |  | 5.01 | Economizer Controls | 2018
10.04 | Electronic Zero Air Loss Condensate Drains for Compressed Air Systems | n/a |  |  | PGE3PHVC151 |  | 5.02 | Economizer Repair | 2018
10.05 | Glycol Pump Motor VFD | 2018 | PGE3PPRO108 |  | SCE13HC044 |  | 5.02 | Economizer Repair | 2018
10.06 | Process Fan VSD | 2018 | PGECOPRO110 | 1 | SCE13HC046 |  | 5.02 | Economizer Repair | 2018
10.07 | Motor Upgrade | 2018 | PGECOPUM105 | 0 | WPSDGENRHC0027 |  | 5.02 | Economizer Repair | 2018
10.08 | Commercial Steam Traps | 2018 |  |  | PGECOHVC101 |  | 5.03 | Space Heating Boilers | 2018
10.09 | Venturi/GEM Steam Trap | n/a |  |  | WPSCGNRHC120206A | Rev04 | 5.03 | Space Heating Boilers | 2018
10.1 | Circulating Block Heater | 2018 |  |  | WPSDGENRHC1061 |  | 5.03 | Space Heating Boilers | 2018
10.11 | Boiler Cleaning | n/a |  |  | WPSCGREWH050101B |  | 5.04 | Tank Insulation | 2018
11.01 | Home Energy Reports | 2018 | PGECOALL107 | 0 | PGECOHVC137 |  | 5.05 | Water-Cooled Chillers | 2018
11.02 | Home Energy Check Up | 2018 | PGECOALL106 | 0 | SCE13HC043 |  | 5.05 | Water-Cooled Chillers | 2018
11.03 | Whole House Upgrade Program | 2018 | PGECOALL109 | 2.5 | PGECOHVC168 |  | 5.06 | Demand Controlled Ventilation for Single Zone Packaged HVAC | 2018
11.04 | 3P Synergy Water Measures Mobile Home | 2018 |  |  | SCE13HC061 |  | 5.06 | Demand Controlled Ventilation for Single Zone Packaged HVAC | 2018
11.05 | Water Energy Nexus | 2018 | PGECOALL112 |  | SCE13HC038 |  | 5.07 | VFD Demand Control System Retrofit to Parking Structure Exhaust Fan | 2018
11.06 | DEER Measures | 2018 |  |  | PGE3PHVC159 |  | 5.09 | Res DuctTestSeal | 2018
11.07 | Energy Star Manufactured Housing | n/a | PGEWPESMH0500 |  | PGECOHVC139 |  | 5.1 | Residential HVAC Quality Maintenance and Motor Retrofit | 2018
11.08 | Low Income M&V Study | n/a |  |  | SCE13HC029 |  | 5.1 | Residential HVAC Quality Maintenance and Motor Retrofit | 2018
1.01 | Anti-Sweat Heater (ASH) Controls | 2017 | SCE13RN009 SCE17RN009 | 2 0 | WPSDGEREHC1065 |  | 5.1 | Residential HVAC Quality Maintenance and Motor Retrofit | 2018
1.02 | Anti-Sweat Heater Display Doors | 2017 | SCE13RN018 | 2 | SCE13HC023 |  | 5.11 | Quality Installation for Residential Split Systems | 2018
1.03 | Evaporator Fan Motors | 2017 | SCE13RN011 | 2 | WPSDGEREHC1064 |  | 5.11 | Quality Installation for Residential Split Systems | 2018
1.04 | Refrigerated Storage Auto Closer | 2017 | SCE17RN024 | 0 | PGECOHVC138 |  | 5.12 | Comprehensive Commercial HVAC Rooftop Unit Quality Maintenance | 2018
1.05 | Walk-in Cooler Evaporative Fan Cycling and VFD Control | 2017 | SCE13RN025 | 2 | SCE13HC037 |  | 5.12 | Comprehensive Commercial HVAC Rooftop Unit Quality Maintenance | 2018
1.06 | Refrigeration Head Pressure Controls | 2017 | SCE17RN023 | 0 | PGE3PHVC150 |  | 5.13 | Efficient Fan Controller for Residential Air Conditioners | 2018
1.07 | Refrigeration Night Covers | 2017 | SCE13RN005 | 2 | SCE13HC052 |  | 5.13 | Efficient Fan Controller for Residential Air Conditioners | 2018
1.08 | Bare Refrigeration Line Insulation | 2017 | SCE13RN003 SCE17RN003 | 1 0 | WPSDGEREHC0024 |  | 5.13 | Efficient Fan Controller for Residential Air Conditioners | 2018
1.09 | Add Doors to Walk-in Cooler | 2018 |  |  | SCE13HC039 |  | 5.14 | VFD Retrofit to Central Plant Systems | 2018
1.1 | Compressor Retrofit: Multiplex | 2018 |  |  | WPSDGEREHC0025 |  | 5.14 | VFD Retrofit to Central Plant Systems | 2018
1.11 | Display Case ECM Motor Retrofit | 2018 |  |  | PGE3PHVC157 |  | 5.15 | Unoccupied Supply Fan Control | 2018
1.12 | Efficient Condenser: Air-Cooled to Evap | 2018 |  |  | PGE3PHVC157 |  | 5.15 | Unoccupied Supply Fan Control | 2018
1.13 | Efficient Condenser: Multiplex | 2018 |  |  | SCE17HC039 |  | 5.15 | Unoccupied Supply Fan Control | 2018
1.14 | Floating Head Pressure - Single Compressors | 2017 |  |  | PGECOHVC125 |  | 5.16 | Air Handler Variable Speed Motor | 2018
1.15 | Low Temp Coffin to Reach-In | 2018 |  |  | SCE13HC031 |  | 5.16 | Air Handler Variable Speed Motor | 2018
1.16 | Medium Temp Open Case Retrofit | 2018 |  |  | PGECOHVC134 |  | 5.17 | Whole House Fan | 2018
1.17 | Display Cases with Doors | 2017 | SCE13RN008 SCE17RN028 | 1 0 | SCE13HC005 |  | 5.17 | Whole House Fan | 2018
1.18 | Add Med Temp Case Doors | 2017 | SCE13RN027 | 0 | PGECOHVC145 |  | 5.18 | High Efficiency Furnaces 92 AFUE (1.08 HIR), 95 AFUE (1.05 HIR), 96 AFUE (1.04 HIR), and 97 AFUE (1.03 HIR) - Residential | 2018
1.19 | Adaptive Refrigerator and Freezer Controls Comm | 2017 |  |  | WPSCGREHC130115A | Rev03 | 5.18 | High Efficiency Furnaces 92 AFUE (1.08 HIR), 95 AFUE (1.05 HIR), 96 AFUE (1.04 HIR), and 97 AFUE (1.03 HIR) - Residential | 2018
1.2 | Strip curtain infiltration barrier for refrigerated space | n/a |  |  | PGECOHVC146 |  | 5.19 | High Efficiency Furnaces-Com | 2018
1.21 | Ultra Low Temperature Freezer | 2017 |  |  | PGECOHVC147 |  | 5.19 | High Efficiency Furnaces-Com | 2018
1.22 | Commercial Reach-In Refrigerators and Freezers | 2017 | SCE13CC001 | 3 | PGECOHVC148 |  | 5.2 | Gravity Wall Furnaces in Single-Family and Multi-Family Homes | 2018
2.01 | Commercial Convection Oven | 2017 | SCE13CC011 | R4 | WPSCGREHC110603A | Rev02 | 5.2 | Gravity Wall Furnaces in Single-Family and Multi-Family Homes | 2018
2.02 | Commercial Dishwashers | 2017 |  |  | WPSDGEREHC1062 |  | 5.2 | Gravity Wall Furnaces in Single-Family and Multi-Family Homes | 2018
2.03 | Commercial Combination Oven | 2017 | SCE13CC006 | 2 | SCE13HC060 |  | 5.21 | Classroom HVAC Occupancy Sensor | 2018
2.04 | Commercial Griddles | 2017 | SCE13CC005 | 3 | PGECOHVC142 |  | 5.22 | Variable Refrigerant Flow Commercial Heat Pumps & Heat Recovery Systems >65kBtu/h | 2018
2.05 | Commercial Steamers | 2017 | SCE13CC002 | 2 | SCE13HC036 |  | 5.22 | Variable Refrigerant Flow Commercial Heat Pumps & Heat Recovery Systems >65kBtu/h | 2018
2.06 | Commercial Ice Machines | 2017 | SCE13CC007 | 3 | SCE17HC060 |  | 5.22 | Variable Refrigerant Flow Commercial Heat Pumps & Heat Recovery Systems >65kBtu/h | 2018
2.07 | Insulated Hot Food Holding Cabinets | 2017 | SCE13CC003 | 2 | SCE13HC025 |  | 5.23 | Water Cooled AC and Residential AC with an Evaporative Condenser | 2018
2.08 | Commercial Conveyor Oven-Gas | 2017 |  |  | PGECOHVC128 |  | 5.24 | Unitary Air-Cooled Commercial Air Conditioners and Heat Pumps >=65 kBtu/h | 2018
2.09 | Commercial Electric Deck Oven | 2017 | SCE17CC012 | 0 | SCE13HC035 |  | 5.24 | Unitary Air-Cooled Commercial Air Conditioners and Heat Pumps >=65 kBtu/h | 2018
2.1 | Commercial Hand Wrap Machines | 2017 | SCE17CC014 | 0 | PGECOHVC126 |  | 5.25 | Unitary Air Cooled Commercial Air Conditioning and Heat Pump Units Under 65 kBtuh | 2018
2.11 | Gas & Electric Fryers | 2017 | SCE13CC004 | 2 | SCE13HC012 |  | 5.25 | Unitary Air Cooled Commercial Air Conditioning and Heat Pump Units Under 65 kBtuh | 2018
2.12 | Exhaust Hood Demand Controlled Ventilation | 2017 | SCE13CC008 | 2 | SCE17HC035 |  | 5.25 | Unitary Air Cooled Commercial Air Conditioning and Heat Pump Units Under 65 kBtuh | 2018
2.13 | Low-Flow Pre-Rinse Spray Valves Direct Install | 2017 |  |  | WPSDGENRHC0023 |  | 5.25 | Unitary Air Cooled Commercial Air Conditioning and Heat Pump Units Under 65 kBtuh | 2018
2.14 | Rack Oven | ??? |  |  | PGECOHVC161 |  | 5.26 | Unitary Water and Evaporatively Cooled Air Conditioners | 2018
2.15 | Finned-Bottom Stock Pot (Foodservice) | n/a |  |  | SCE17HC012 |  | 5.26 | Unitary Water and Evaporatively Cooled Air Conditioners | 2018
2.16 | Commercial Pressure Fryer | n/a | SCE13CC013 |  | PGECOHVC114 |  | 5.27 | High Efficiency Package Terminal Air Conditioners & Heat Pumps 24kBtu/h (2 tons) and under | 2018
2.17 | Commercial High Density Universal Holding Cabinets | 2017 | SCE13CC015 |  | SCE13HC007 |  | 5.27 | High Efficiency Package Terminal Air Conditioners & Heat Pumps 24kBtu/h (2 tons) and under | 2018
2.18 | Reach in RefFreezer | moved | SCE13CC001 |  | WPSDGEREHC0029 |  | 5.27 | High Efficiency Package Terminal Air Conditioners & Heat Pumps 24kBtu/h (2 tons) and under | 2018
3.01 | Agricultural Pump System Overhaul for Pumps Up To 25 HP | 2017 | SCE13PR003 | 2 | SCE13HC032 |  | 5.28 | Ductless Air Conditioners under 24 kBtu/hr | 2017
3.02 | Agricultural Ventilation Fans | 2017 |  |  | SCE17HC007 |  | 5.28 | Ductless Air Conditioners under 24 kBtu/hr | 2017
3.03 | Farm Sprinkler to Micro Irrigation Conversion | 2017 | SCE13WP003 | 1 | SCE13HC011 |  | 5.29 | Air Filter Replacement | 2018
3.04 | Low Pressure Sprinkler Nozzles | 2017 | SCE13WP007 | 0 | SCE13HC033 |  | 5.29 | Air Filter Replacement | 2018
3.05 | Variable Frequency Drive on Agricultural Well Pumps (<=300hp) | 2017 |  |  | WPSDGENRHC1030 |  | 5.29 | Air Filter Replacement | 2018
3.06 | Milk Cooling Scroll Compressor | 2018 |  |  | PGE3PHVC160 |  | 5.3 | Refrigerant Charge | 2018
3.07 | Vertical Hollow and Solid Shaft Pump Motors | 2018 |  |  | PGE3PHVC160 |  | 5.3 | Refrigerant Charge | 2018
3.08 | CHR Unit - Electric and Gas | n/a |  |  | SCE17HC011 |  | 5.3 | Refrigerant Charge | 2018
3.09 | Milk Vacuum Pump VSD | n/a |  |  | PGE3PHVC158 |  | 5.31 | Evaporator Coil Cleaning | 2018
3.1 | Milk Transfer Pump VSD | n/a | SCE13PR004 | 2 | PGE3PHVC158 |  | 5.31 | Evaporator Coil Cleaning | 2018
3.11 | Chilled Glycol Pipe Insulation | n/a |  |  | WPSDGENRHC1010 |  | 5.31 | Evaporator Coil Cleaning | 2018
3.12 | Glycol tank Insulation | n/a |  |  | PGE3PHVC156 |  | 5.32 | Commercial Condenser Coil Cleaning | 2018
3.13 | Milk Pre Cooler | n/a |  |  | PGE3PHVC156 |  | 5.32 | Commercial Condenser Coil Cleaning | 2018
3.14 | Greenhouse - Heat Curtain |  |  |  | WPSDGENRHC1020 |  | 5.32 | Commercial Condenser Coil Cleaning | 2018
4.01 | CFL, Interior Fixture |  | SCE13LG085 |  | WPSDGENRHC1040 |  | 5.33 | Residential Single Family and Multi-Family Condenser Coil Cleaning | 2018
4.02 | CFL, Exterior Fixture |  | SCE13LG007 |  | WPSDGERERN001 |  | 5.33 | Residential Single Family and Multi-Family Condenser Coil Cleaning | 2018
4.03 | CFL, BiLevel Fixture |  | SCE13LG089 |  | SCE13HC026 |  | 5.34 | Window Evaporative Coolers | 2018
4.04 | CFL, Integral/Screw-in |  | SCE13LG017 |  | PGECOHVC163 |  | 5.35 | Direct Evaporative Coolers, Res | 2018
4.05 | CFL, Integral/Screw-in, Multipack |  |  |  | SCE13HC013 |  | 5.35 | Direct Evaporative Coolers, Res | 2018
4.06 | CFL, 3-Way |  | SCE13LG072 |  | SCE17HC026 |  | 5.35 | Direct Evaporative Coolers, Res | 2018
4.07 | CFL, Spiral |  | SCE13LG099 |  | PGECOHVC164 |  | 5.36 | Direct-Indirect Evaporative Coolers | 2018
4.08 | CFL, Pin-Based |  |  |  | SCE13HC017 |  | 5.36 | Direct-Indirect Evaporative Coolers | 2018
4.09 | CFL, Plug-In |  | SCE13LG075 |  | SCE17HC013 |  | 5.36 | Direct-Indirect Evaporative Coolers | 2018
4.1 | LF, 4' Replace Lamp |  | SCE13LG092 |  | SCE13HC001 |  | 5.37 | Energy Star Room Air Conditioners | 2018
4.11 | LF, Dimming Ballast |  | SCE13LG031 |  | SCE17HC017 |  | 5.37 | Energy Star Room Air Conditioners | 2018
4.12 | LF, Ballast Retrofit |  |  |  | WPSDGEREHC1060 |  | 5.37 | Energy Star Room Air Conditioners | 2018
4.13 | LF, Replacement Fixture |  | SCE13LG087 |  | SCE13HC027 |  | 5.38 | Portable Room Air Conditioner | 2018
4.14 | LF, HP Fixture |  | SCE13LG086 |  | SCE17HC001 |  | 5.38 | Portable Room Air Conditioner | 2018
4.15 | LF, Delamping Fixture |  | SCE13LG095 |  | PGECOHVC120 |  | 5.39 | Air-Cooled Packaged Chiller | 2018
4.16 | LED, Interior Downlight |  | SCE13LG103 |  | SCE13HC030 |  | 5.39 | Air-Cooled Packaged Chiller | 2018
4.17 | LED, Exterior Wallpack |  | SCE13LG108 |  | PGECOHVC166 |  | 5.4 | Upstream Residential HVAC | 2018
4.18 | LED, High/Low Bay |  | SCE13LG111 |  | SCE13HC062 |  | 5.4 | Upstream Residential HVAC | 2018
4.19 | LED, Troffer (2x4, 1x4, 2x2) |  | SCE13LG118 |  | SCE17HC030 |  | 5.4 | Upstream Residential HVAC | 2018
4.2 | LED, Street Light |  | SCE13LG097 |  | PGECOHVC106 |  | 5.41 | Variable Speed Drive on HVAC Fan Control | 2018
4.21 | LED, Interior Common, Res |  | SCE13LG115 |  | SCE13HC050 |  | 5.41 | Variable Speed Drive on HVAC Fan Control | 2018
4.22 | LED, Landscape |  | SCE13LG105 |  | PGE3PMOT102 |  | 5.42 | Brushless Fan Motor for Residential Central AC | 2018
4.23 | LED, Exterior with Motion |  | SCE13LG114 |  | SCE13HC028 |  | 5.42 | Brushless Fan Motor for Residential Central AC | 2018
4.24 | LED, Exterior, Res |  | SCE13LG119 |  | SCGWP100315A | Rev01 | 5.43 | Multifamily Domestic Hot Water Temperature Reset Controller | 2018
4.25 | LED, Exterior, Pole |  | SCE17LG120 |  | WPSDGENRHC1051 |  | 5.44 | Guest Room PTAC/PTHP Adaptive Climate Controller | 2018
4.26 | LED, MR-16 |  | SCE17LG128 |  | PGE3PHVC149 |  | 5.45 | Guest Room PTAC/PTHP Energy Management System | 2018
4.27 | LED, PAR20, 30, 38, |  | SCE17LG127 |  | WPSDGENRHC1050 |  | 5.45 | Guest Room PTAC/PTHP Energy Management System | 2018
4.28 | LED, Candelabra |  | SCE17LG129 |  | PGE3PHVC153 |  | 5.46 | Programmable Communicating Thermostat for Demand Response | 2018
4.29 | LED, Globe |  | SCE17LG130 |  | SCE13HC049 |  | 5.46 | Programmable Communicating Thermostat for Demand Response | 2018
4.3 | LED, A-Lamp |  | SCE17LG133 |  | WPSDGENRHC0026 |  | 5.46 | Programmable Communicating Thermostat for Demand Response | 2018
4.31 | LED, Recessed Downlight |  |  |  | PGECOHVC167 |  | 5.47 | Smart Thermostat | 2018
4.32 | LED, R-BR |  | SCE17LG131 |  | SCE13HC054 |  | 5.47 | Smart Thermostat | 2018
4.33 | LED, GU-24 |  | SCE13LG116 |  | WPSCGREHC160624A |  | 5.47 | Smart Thermostat | 2018
4.34 | LED, Various Lamps |  | SCE13LG106 |  | SCE17HC054 |  | 5.48 | VFD Retrofit to Central Plant Systems | 2018
4.35 | LED, Exterior Lamps |  | SCE13LG109 |  | PGECOHVC143 |  | 5.49 | Enhanced Ventilation for Packaged HVAC Units with Gas Heating and Packaged Heat Pumps | 2018
4.36 | LED, Tube LED |  | SCE13LG117 |  | SCE13HC045 |  | 5.49 | Enhanced Ventilation for Packaged HVAC Units with Gas Heating and Packaged Heat Pumps | 2018
4.37 | HID, Interior Fixture |  | SCE13LG090 |  | PGECOHVC144 |  | 5.5 | Cogged V-Belt Non-Residential HVAC Fans | 2018
4.38 | HID, Exterior Fixture |  | SCE13LG102 |  | SCE13HC040 |  | 5.5 | Cogged V-Belt Non-Residential HVAC Fans | 2018
4.39 | HID, Interior Lamp |  |  |  | PGECOHVC162 |  | 5.51 | Water Source Heat Pumps | 2018
4.4 | Sensor, Residential Occ |  | SCE13LG020 |  | SCE13HC048 |  | 5.51 | Water Source Heat Pumps | 2018
4.41 | Sensor, Wall or Ceiling Occ |  | SCE13LG025 |  | PGECOALL109 | r2 | 5.52 | Duct Leakage
4.42 | Sensor, Integrated Fixture |  | SCE13LG076 |  | PGECODHW125 | 5 | 6.01 | Faucet Aerator and Low Flow Showerhead | 2017
4.43 | Sensor, Photocell |  |  |  | SCE13WP004 | 0 | 6.01 | Faucet Aerator and Low Flow Showerhead | 2017
4.44 | Open Sign |  | SCE13LG070 |  | WPSCGREWH120618A | Rev03 | 6.02 | Faucet Aerators for Bathroom/Kitchen Sinks in Residential Buildings | 2017
4.45 | Menu Board |  | SCE13LG113 |  | WPSDGEREWH1012 | 1 | 6.02 | Faucet Aerators for Bathroom/Kitchen Sinks in Residential Buildings | 2017
4.46 | Channel Letter Sign |  | SCE13LG052 |  | 15.5 |  | 6.03 | Low-Flow Showerheads | 2017
4.47 | Refrig, Case Door |  | SCE13CS003 |  | SCGWP100303A | Rev04 | 6.03 | Low-Flow Showerheads | 2017
4.48 | Refrig, Walk-in |  |  |  | WPSDGEREWH1061A | 4 | 6.03 | Low-Flow Showerheads | 2017
4.49 | Refrig, Reach-in |  | SCE13LG098 |  | 15.4 |  | 6.04 | Temperature-Initiated Shower Flow Restriction Valve with and without an Integrated Low-Flow Showerhead | 2018
4.5 | Cold Cathode |  |  |  | SCGWP100303B | Rev06 | 6.04 | Temperature-Initiated Shower Flow Restriction Valve with and without an Integrated Low-Flow Showerhead | 2018
4.51 | LED, Pool |  |  |  | WPSDGEREWH1000 | 1 | 6.04 | Temperature-Initiated Shower Flow Restriction Valve with and without an Integrated Low-Flow Showerhead | 2018
4.52 | CFL, Ceiling Fan |  | SCE13LG019 |  | WPSCGNRWH150827A | Rev02 | 6.05 | Laminar Flow Restrictor | 2017
4.53 | LED, Sports or Athletic Fields |  |  |  | SCGWP100309A | Rev05 | 6.06 | Therm Savings Kit | 2018
5.01 | Economizer Controls | 2018 | PGE3PHVC152 |  | WPSDGEREWH1063 | 4 | 6.06 | Therm Savings Kit | 2018
5.02 | Economizer Repair | 2018 | SCE13HC044 |  | PGECODHW124 | 1 | 6.07 | Boiler, Commercial | 2017
5.03 | Space Heating Boilers | 2018 |  |  | WPSCGNRWH120206C | Rev06 | 6.07 | Boiler, Commercial | 2017
5.04 | Tank Insulation | 2018 |  |  | WPSDGENRWH1207 | 1 | 6.07 | Boiler, Commercial | 2017
5.05 | Water-Cooled Chillers | 2018 | SCE13HC043 |  | 101r7 |  | 6.08 | Tankless, Commercial | 2017
5.06 | Demand Controlled Ventilation for Single Zone Packaged HVAC | 2018 | SCE13HC061 |  | WPSCGNRWH120206B | Rev06 | 6.08 | Tankless, Commercial | 2017
5.07 | VFD Demand Control System Retrofit to Parking Structure Exhaust Fan | 2018 | SCE13HC038 |  | WPSDGENRWH1206 | 0 | 6.08 | Tankless, Commercial | 2017
5.08 | Energy Upgrade California - Prescriptive Whole Home Upgrade | 2018 |  |  | 14.3 |  | 6.09 | Storage Water Heater, Commercial | 2017
5.09 | Res DuctTestSeal | 2018 |  |  | PGECODHW103 | 6 | 6.09 | Storage Water Heater, Commercial | 2017
5.1 | Residential HVAC Quality Maintenance and Motor Retrofit | 2018 | SCE13HC029 |  | WPSCGNRWH120206A | 9 | 6.09 | Storage Water Heater, Commercial | 2017
5.11 | Quality Installation for Residential Split Systems | 2018 | SCE13HC023 |  | WPSDGENRWH1205 | 0 | 6.09 | Storage Water Heater, Commercial | 2017
5.12 | Comprehensive Commercial HVAC Rooftop Unit Quality Maintenance | 2018 | SCE13HC037 |  | 14.3 |  | 6.1 | Boiler, Process | 2017
5.13 | Efficient Fan Controller for Residential Air Conditioners | 2018 | SCE13HC052 |  | PGECOPRO101 | 5 | 6.1 | Boiler, Process | 2017
5.14 | VFD Retrofit to Central Plant Systems | 2018 | SCE13HC039 |  | WPSCGNRPH120206A | Rev05 | 6.1 | Boiler, Process | 2017
5.15 | Unoccupied Supply Fan Control | 2018 | PGE3PHVC157 |  | WPSDGENRPH0001 | 1 | 6.1 | Boiler, Process | 2017
5.16 | Air Handler Variable Speed Motor | 2018 | SCE13HC031 |  | PGECOPRO106 | 5 | 6.11 | Direct Contact Water Heater, Process | 2017
5.17 | Whole House Fan | 2018 | SCE13HC005 |  | WPSCGNRPH120206A | Rev05 | 6.11 | Direct Contact Water Heater, Process | 2017
5.18 | High Efficiency Furnaces 92 AFUE (1.08 HIR), 95 AFUE (1.05 HIR), 96 AFUE (1.04 HIR), and 97 AFUE (1.03 HIR) - Residential | 2018 |  |  | WPSDGENRWH0013 | 0.1 | 6.11 | Direct Contact Water Heater, Process | 2017
5.19 | High Efficiency Furnaces-Com | 2018 |  |  | WPSCGREWH131030A | Rev00 | 6.12 | Boiler, Multi-Family | 2017
5.2 | Gravity Wall Furnaces in Single-Family and Multi-Family Homes | 2018 |  |  | PGECODHW114 | 6 | 6.13 | Central Storage Water Heater, MF | 2017
5.21 | Classroom HVAC Occupancy Sensor | 2018 | SCE13HC060 |  | WPSCGREWH130613A | Rev00 | 6.13 | Central Storage Water Heater, MF | 2017
5.22 | Variable Refrigerant Flow Commercial Heat Pumps & Heat Recovery Systems >65kBtu/h | 2018 | SCE13HC036 |  | PGECODHW104 | 5 | 6.14 | Storage Water Heater, Residential | 2017
5.23 | Water Cooled AC and Residential AC with an Evaporative Condenser | 2018 | SCE13HC025 |  | WPSDGEREWH0023 | 0 | 6.14 | Storage Water Heater, Residential | 2017
5.24 | Unitary Air-Cooled Commercial Air Conditioners and Heat Pumps >=65 kBtu/h | 2018 | SCE13HC035 |  | 15.3 |  | 6.15 | Tankless, Residential | 2017
5.25 | Unitary Air Cooled Commercial Air Conditioning and Heat Pump Units Under 65 kBtuh | 2018 | SCE13HC012 |  | PGECODHW104 | 5 | 6.15 | Tankless, Residential | 2017
5.26 | Unitary Water and Evaporatively Cooled Air Conditioners | 2018 |  |  | WPSCGREWH140122A | Rev00 | 6.15 | Tankless, Residential | 2017
5.27 | High Efficiency Package Terminal Air Conditioners & Heat Pumps 24kBtu/h (2 tons) and under | 2018 | SCE13HC007 |  | 15.3 |  | 6.16 | Heat Pump Water Heater | 2017
5.28 | Ductless Air Conditioners under 24 kBtu/hr | 2017 | SCE13HC032 |  | PGECODHW106 | 6 | 6.16 | Heat Pump Water Heater | 2017
5.29 | Air Filter Replacement | 2018 | SCE13HC011 |  | SCE13WH001 | 3 | 6.16 | Heat Pump Water Heater | 2017
5.3 | Refrigerant Charge | 2018 | PGE3PHVC160 |  | WPSDGEREWH0022 | 0 | 6.16 | Heat Pump Water Heater | 2017
5.31 | Evaporator Coil Cleaning | 2018 | PGE3PHVC158 |  | PGECODHW115 | 3 | 6.17 | Commercial Boiler Water Heating Control System | 2018
5.32 | Commercial Condenser Coil Cleaning | 2018 | PGE3PHVC156 |  | PGECODHW126 | 1 | 6.18 | Demand Control for Centralized Water Heater Recirculation Pump | 2017
5.33 | Residential Single Family and Multi-Family Condenser Coil Cleaning | 2018 |  |  | SCE13WP002 | 1 | 6.18 | Demand Control for Centralized Water Heater Recirculation Pump | 2017
5.34 | Window Evaporative Coolers | 2018 | SCE13HC026 |  | WPSCGREWH161128A | Rev00 | 6.18 | Demand Control for Centralized Water Heater Recirculation Pump | 2017
5.35 | Direct Evaporative Coolers, Res | 2018 | SCE13HC013 |  | WPSDGENRWH1201 | 0 | 6.18 | Demand Control for Centralized Water Heater Recirculation Pump | 2017
5.36 | Direct-Indirect Evaporative Coolers | 2018 | SCE13HC017 |  | SCGWP100315A | Rev01 | 6.19 | Multifamily DHW RCx, Training, and Boiler Reset Controller | 2017
5.37 | Energy Star Room Air Conditioners | 2018 | SCE13HC001 |  | WPSDGERECS0001 |  | 6.19 | Multifamily DHW RCx, Training, and Boiler Reset Controller | 2017
5.38 | Portable Room Air Conditioner | 2018 | SCE13HC027 |  | SCGWP081020A |  | 6.2 | MF Central Recirc System Pipewrap | 2018
5.39 | Air-Cooled Packaged Chiller | 2018 | SCE13HC030 |  | WPSDGEREWH1203 | 0 | 6.2 | MF Central Recirc System Pipewrap | 2018
5.4 | Upstream Residential HVAC | 2018 | SCE13HC062 |  | PGECOHVC104 | 7 | 6.21 | Hot Water Line Insulation Electric/Gas | 2017
5.41 | Variable Speed Drive on HVAC Fan Control | 2018 | SCE13HC050 |  | SCGWP110812A | 4 | 6.21 | Hot Water Line Insulation Electric/Gas | 2017
5.42 | Brushless Fan Motor for Residential Central AC | 2018 | SCE13HC028 |  | WPSDGENRWH1200 | 0.1 | 6.21 | Hot Water Line Insulation Electric/Gas | 2017
5.43 | Multifamily Domestic Hot Water Temperature Reset Controller | 2018 |  |  | 14.2 |  | 6.22 | Tank Insulation | n/a
5.44 | Guest Room PTAC/PTHP Adaptive Climate Controller | 2018 |  |  | PGECOPRO103 | 6 | 6.22 | Tank Insulation | n/a
5.45 | Guest Room PTAC/PTHP Energy Management System | 2018 |  |  | WPSCGNRMI050101A | 3 | 6.22 | Tank Insulation | n/a
5.46 | Programmable Communicating Thermostat for Demand Response | 2018 | SCE13HC049 |  | WPSDGENRWH0014 | 0 | 6.22 | Tank Insulation | n/a
5.47 | Smart Thermostat | 2018 | SCE13HC054 |  | 14.1 |  | 6.23 | Faucet Aerators for Bathroom/Kitchen Sinks, Commercial | n/a
5.48 | VFD Retrofit to Central Plant Systems | 2018 |  |  | PGECOAPP124 | 2 | 7.01 | Energy Star Refrigerator | 2017
5.49 | Enhanced Ventilation for Packaged HVAC Units with Gas Heating and Packaged Heat Pumps | 2018 | SCE13HC045 |  | SCE13AP001 | 3 | 7.01 | Energy Star Refrigerator | 2017
5.5 | Cogged V-Belt Non-Residential HVAC Fans | 2018 | SCE13HC040 |  | WPSDGEREAP0001 | 0 | 7.01 | Energy Star Refrigerator | 2017
5.51 | Water Source Heat Pumps | 2018 | SCE13HC048 |  | 11.1 |  | 7.02 | Smart/Connected Refrigerator | 2018
5.52 | Duct Leakage |  |  |  | SCE17AP009 | 0 | 7.02 | Smart/Connected Refrigerator | 2018
5.53 | DEER Other |  |  |  | PGECOAPP119 | 6 | 7.03 | Refrigerator and Freezer Recycling | 2018
6.01 | Faucet Aerator and Low Flow Showerhead | 2017 | SCE13WP004 | 0 | SCE13AP007 | 1 | 7.03 | Refrigerator and Freezer Recycling | 2018
6.02 | Faucet Aerators for Bathroom/Kitchen Sinks in Residential Buildings | 2017 |  |  | 11.2 |  | 7.04 | Energy Star Clothes Dryers | 2017
6.03 | Low-Flow Showerheads | 2017 |  |  | PGECOAPP129 | 1 | 7.04 | Energy Star Clothes Dryers | 2017
6.04 | Temperature-Initiated Shower Flow Restriction Valve with and without an Integrated Low-Flow Showerhead | 2018 |  |  | SCE13AP008 |  | 7.04 | Energy Star Clothes Dryers | 2017
6.05 | Laminar Flow Restrictor | 2017 |  |  | 11.8 |  | 7.05 | Energy Star Clothes Washers | 2017
6.06 | Therm Savings Kit | 2018 |  |  | PGECOAPP127 | 3 | 7.05 | Energy Star Clothes Washers | 2017
6.07 | Boiler, Commercial | 2017 |  |  | SCE13AP003 | 1 | 7.05 | Energy Star Clothes Washers | 2017
6.08 | Tankless, Commercial | 2017 |  |  | WPSCGREAP140211A | 0 | 7.05 | Energy Star Clothes Washers | 2017
6.09 | Storage Water Heater, Commercial | 2017 |  |  | WPSDGEREWH0011 | 2.2 | 7.05 | Energy Star Clothes Washers | 2017
6.1 | Boiler, Process | 2017 |  |  | 11.6 / 8.14 |  | 7.06 | Cold Water Default Clothes Washer | N/A
6.11 | Direct Contact Water Heater, Process | 2017 |  |  | WPSCGREAP120531A | 2 | 7.06 | Cold Water Default Clothes Washer | N/A
6.12 | Boiler, Multi-Family | 2017 |  |  | WPSCGREAP150604A | 2 | 7.08 | Clothes Washer Recycling | N/A
6.13 | Central Storage Water Heater, MF | 2017 |  |  | PGECOAPP123 | 5 | 7.09 | Ozone Laundry Nonresidential | 2017
6.14 | Storage Water Heater, Residential | 2017 |  |  | PGECOAPP123 |  | 7.09 | Ozone Laundry Nonresidential | 2017
6.15 | Tankless, Residential | 2017 |  |  | WPSDGENRWH0021 | 2.1 | 7.09 | Ozone Laundry Nonresidential | 2017
6.16 | Heat Pump Water Heater | 2017 | SCE13WH001 | 3 | 14.7 |  | 7.1 | Res Ozone Laundry | 2017
6.17 | Commercial Boiler Water Heating Control System | 2018 |  |  | PGECOFST126 | 0 | 7.12 | Residential Energy Star Dishwasher | 2018
6.18 | Demand Control for Centralized Water Heater Recirculation Pump | 2017 | SCE13WP002 | 1 | PGECOFST127 |  | 7.13 | Under Counter Type Commercial Dishwasher | 2018
6.19 | Multifamily DHW RCx, Training, and Boiler Reset Controller | 2017 |  |  | 8.12 |  | 7.14 | Retail Products Platform | 2017
6.2 | MF Central Recirc System Pipewrap | 2018 |  |  | PGECOAPP128 | 0 | 7.14 | Retail Products Platform | 2017
6.21 | Hot Water Line Insulation Electric/Gas | 2017 |  |  | PGECOCOM105 | 5 | 7.15 | Power Management Software for Networked Computers | 2017
6.22 | Tank Insulation | n/a |  |  | SCE13OE001 | 0 | 7.15 | Power Management Software for Networked Computers | 2017
6.23 | Faucet Aerators for Bathroom/Kitchen Sinks, Commercial | n/a |  |  | WPSDGENROE0001 | 1 | 7.15 | Power Management Software for Networked Computers | 2017
6.24 | Low-Flow Showerheads, Commercial | n/a |  |  | PGECOALL101 | 6 | 7.16 | Smart Power Strips | 2017
6.25 | Recirculation Pump Time Clocks | 2017 |  |  | SCE13CS002 | 3 | 7.16 | Smart Power Strips | 2017
7.01 | Energy Star Refrigerator | 2017 | SCE13AP001 | 3 | WPSDGEREHE0003 | 0 | 7.16 | Smart Power Strips | 2017
7.02 | Smart/Connected Refrigerator | 2018 | SCE17AP009 | 0 | 13.1/8.13/8.14 |  | 7.17 | Tier 2 Advanced Power Strip | 2017
7.03 | Refrigerator and Freezer Recycling | 2018 | SCE13AP007 | 1 | PGECOALL111 |  | 7.17 | Tier 2 Advanced Power Strip | 2017
7.04 | Energy Star Clothes Dryers | 2017 | SCE13AP008 |  | WPSDGENROE0002 | 0 | 7.17 | Tier 2 Advanced Power Strip | 2017
7.05 | Energy Star Clothes Washers | 2017 | SCE13AP003 | 1 | WPSDGEREHE0004 | 1 | 7.17 | Tier 2 Advanced Power Strip | 2017
7.06 | Cold Water Default Clothes Washer | N/A |  |  | 17.7 |  | 7.18 | Vending and Beverage Merchandise Controller | 2017
7.07 | Non Res High Efficiency Clothes Washer in MF Properties | N/A |  |  | PGE3PLTG168 | 1 | 7.18 | Vending and Beverage Merchandise Controller | 2017
7.08 | Clothes Washer Recycling | N/A |  |  | SCE17CS005 | 0 | 7.18 | Vending and Beverage Merchandise Controller | 2017
7.09 | Ozone Laundry Nonresidential | 2017 |  |  | WPSDGENRCS0001 | 0.1 | 7.18 | Vending and Beverage Merchandise Controller | 2017
7.1 | Res Ozone Laundry | 2017 |  |  | 8.2 / 8.3 |  | 7.19 | Audio Equipment | N/A
7.11 | Industrial CO2 Laundry | N/A |  |  | SCE13CS008 | 2 | 7.19 | Audio Equipment | N/A
7.12 | Residential Energy Star Dishwasher | 2018 |  |  | SCE13CS009 | 2 | 7.2 | Blu-Ray and DVD Players | N/A
7.13 | Under Counter Type Commercial Dishwasher | 2018 |  |  | PGECOAPP104 | 4 | 7.21 | Energy Efficient TV | N/A
7.14 | Retail Products Platform | 2017 |  |  | WPSDGEREHE0001 | 4 | 7.21 | Energy Efficient TV | N/A
7.15 | Power Management Software for Networked Computers | 2017 | SCE13OE001 | 0 | 11.7 |  | 7.22 | Set Top Boxes | N/A
7.16 | Smart Power Strips | 2017 | SCE13CS002 | 3 | SCE13CS007 |  | 7.22 | Set Top Boxes | N/A
7.17 | Tier 2 Advanced Power Strip | 2017 |  |  | 8.12 |  | 7.24 | Recycling of Appliances Preventing Continued Use | N/A
7.18 | Vending and Beverage Merchandise Controller | 2017 | SCE17CS005 | 0 | SCE17CS013 |  | 7.25 | Data Analytics Platform | 2018
7.19 | Audio Equipment | N/A | SCE13CS008 | 2 | SCE17AP008 |  | 7.26 | Smart/Connected Washer | 2018
7.2 | Blu-Ray and DVD Players | N/A | SCE13CS009 | 2 | SCE17CS010 |  | 7.27 | Smart/Connected Whole Home Bundle | 2018
7.21 | Energy Efficient TV | N/A |  |  | SCE17CS016 |  | 7.28 | In-Home Displays | 2018
7.22 | Set Top Boxes | N/A | SCE13CS007 |  | SCE17CS015 |  | 7.29 | Load Monitor | 2018
7.23 | Non Res Energy Star UPS | N/A |  |  | SCE17CS012 |  | 7.3 | Smart/Connected Plugs | 2018
7.24 | Recycling of Appliances Preventing Continued Use | N/A |  |  | SCE17CS014 |  | 7.31 | Smart/Connected Tier 2 Power Strips | 2018
7.25 | Data Analytics Platform | 2018 | SCE17CS013 |  | SCE17CS011 |  | 7.32 | SmartHub | 2018
7.26 | Smart/Connected Washer | 2018 | SCE17AP008 |  | PGECOALL106 | 0 | 7.33 | Home Energy Check Up | 2018
7.27 | Smart/Connected Whole Home Bundle | 2018 | SCE17CS010 |  | PGECOALL107 | 0 | 7.34 | Home Energy Reports | 2018
7.28 | In-Home Displays | 2018 | SCE17CS016 |  | 17.8 |  | 7.35 | Commercial Reach-In Refrigerators and Freezers | 2017
7.29 | Load Monitor | 2018 | SCE17CS015 |  | PGECOFST123 | 3 | 7.35 | Commercial Reach-In Refrigerators and Freezers | 2017
7.3 | Smart/Connected Plugs | 2018 | SCE17CS012 |  | SCE13CC001 | 3 | 7.35 | Commercial Reach-In Refrigerators and Freezers | 2017
7.31 | Smart/Connected Tier 2 Power Strips | 2018 | SCE17CS014 |  | 7.2 |  | 8.01 | Reflective Window Film | 2018
7.32 | SmartHub | 2018 | SCE17CS011 |  | PGECOBLD108 |  | 8.01 | Reflective Window Film | 2018
7.33 | Home Energy Check Up | 2018 |  |  | SCE13HC002 | 2 | 8.01 | Reflective Window Film | 2018
7.34 | Home Energy Reports | 2018 |  |  | WPSDGENRBS0001 | 1 | 8.01 | Reflective Window Film | 2018
7.35 | Commercial Reach-In Refrigerators and Freezers | 2017 | SCE13CC001 | 3 | 12.4 |  | 8.02 | Tint Window Retrofit | 2018
8.01 | Reflective Window Film | 2018 | SCE13HC002 | 2 | SCE13HC051 | 2 | 8.02 | Tint Window Retrofit | 2018
8.02 | Tint Window Retrofit | 2018 | SCE13HC051 | 2 | SCE13BS012 |  | 8.03 | Weatherization | 2018
8.03 | Weatherization | 2018 | SCE13BS012 |  | 12.6 |  | 8.05 | Radiant Barrier | n/a
8.04 | Residential Reduced Building Leakage | 2018 |  |  | SCE13BS011 |  | 8.05 | Radiant Barrier | n/a
8.05 | Radiant Barrier | n/a | SCE13BS011 |  | 12.8 |  | 8.06 | Residential Solar Attic Fan | n/a
8.06 | Residential Solar Attic Fan | n/a |  |  | 12.1 |  | 8.09 | Cool Roof | n/a
8.07 | Residential Solar Screen | n/a |  |  | 12.2 |  | 8.12 | Solar Screen | n/a
8.08 | Ceiling Insulation | n/a |  |  | 12.5 |  | 8.13 | Energy Efficient Windows | n/a
8.09 | Cool Roof | n/a |  |  | 12.7 |  | 9.01 | Commercial Pool Cover | 2017
8.1 | Floor Insulation | n/a |  |  | PGE3PPRO109 |  | 9.01 | Commercial Pool Cover | 2017
8.11 | Wall insulation | n/a |  |  | WPSCGNRWH150309A | Rev 0 | 9.01 | Commercial Pool Cover | 2017
8.12 | Solar Screen | n/a |  |  | WPSDGENRWH1204 |  | 9.01 | Commercial Pool Cover | 2017
8.13 | Energy Efficient Windows | n/a |  |  | SCE13LG071 | 2 | 9.02 | LED Pool and Spa Lighting | 2018
9.01 | Commercial Pool Cover | 2017 |  |  | WPRSGNRWH0002 |  | 9.02 | LED Pool and Spa Lighting | 2018
9.02 | LED Pool and Spa Lighting | 2018 | SCE13LG071 | 2 | WPSDGENRLG0028 | 0 | 9.02 | LED Pool and Spa Lighting | 2018
9.03 | DC Circulation Pool Pump | 2018 |  |  | SCE17LG071 | 0 | 9.03 | DC Circulation Pool Pump | 2018
9.04 | Residential Variable Speed Spa and Wading Pool Pump | 2018 | SCE17WP009 | 0 | WPSDGENRMT0003 | 0 | 9.03 | DC Circulation Pool Pump | 2018
9.05 | Residential Variable Speed Swimming Pool Pump | 2018 | SCE13WP001 | 3 | SCE17WP009 | 0 | 9.04 | Residential Variable Speed Spa and Wading Pool Pump | 2018
9.06 | Commercial Variable Speed Pool Pump Replacing Pump, <3HP | N/A | SCE17WP008 | 0 | PGECOPUM102 | 7 | 9.05 | Residential Variable Speed Swimming Pool Pump | 2018
9.07 | Variable Speed Pool Motors | N/A |  |  | SCE13WP001 | 3 | 9.05 | Residential Variable Speed Swimming Pool Pump | 2018
9.08 | Robotic Pool Cleaners for Residential Pools | N/A |  |  | SCE13WP009 | 2 | 9.05 | Residential Variable Speed Swimming Pool Pump | 2018
9.09 | Commercial Pool and Spa Heater | 2018 |  |  | WPSDGEREWP0002 | 5 | 9.05 | Residential Variable Speed Swimming Pool Pump | 2018
9.1 | SF Pool Heater | N/A |  |  | SCE17WP008 | 0 | 9.06 | Commercial Variable Speed Pool Pump Replacing Pump, <3HP | N/A
9.11 | SF Spa Heater | N/A |  |  | WPSDGENRMT0004 | 0 | 9.06 | Commercial Variable Speed Pool Pump Replacing Pump, <3HP | N/A
10.01 | Industrial Blower Replacing Air Compressor | 2018 | SCE13PR006 |  | SCE13WP008 | 0 | 9.07 | Variable Speed Pool Motors | N/A
10.02 | Air Compressor VFD Retrofit | 2018 | SCE17PR005 | 0 | WPSDGEREMT0002 | 0 | 9.08 | Robotic Pool Cleaners for Residential Pools | N/A
10.03 | Cycling Air Dryers for Compressed Air Systems | n/a | SCE13PR007 | 3 | PGECOPRO105 | 3 | 9.09 | Commercial Pool and Spa Heater | 2018
10.04 | Electronic Zero Air Loss Condensate Drains for Compressed Air Systems | n/a | SCE13PR009 | 0 | PGECOPRO111 |  | 10.01 | Industrial Blower Replacing Air Compressor | 2018
10.05 | Glycol Pump Motor VFD | 2018 |  |  | SCE13PR006 |  | 10.01 | Industrial Blower Replacing Air Compressor | 2018
10.06 | Process Fan VSD | 2018 | SCE17PR008 | 0 | PGECOPRO112 |  | 10.02 | Air Compressor VFD Retrofit | 2018
10.07 | Motor Upgrade | 2018 |  |  | SCE17PR005 | 0 | 10.02 | Air Compressor VFD Retrofit | 2018
10.08 | Commercial Steam Traps | 2018 |  |  | WPSDGENRPR0001 |  | 10.02 | Air Compressor VFD Retrofit | 2018
10.09 | Venturi/GEM Steam Trap | n/a |  |  | SCE13PR005 | 3 | 10.03 | Cycling Air Dryers for Compressed Air Systems | n/a
10.1 | Circulating Block Heater | 2018 | SCE13HC055 | 0 | SCE13PR007 | 3 | 10.03 | Cycling Air Dryers for Compressed Air Systems | n/a
10.11 | Boiler Cleaning | n/a |  |  | SCE13PR009 | 0 | 10.04 | Electronic Zero Air Loss Condensate Drains for Compressed Air Systems | n/a
11.01 | Home Energy Reports | 2018 |  |  | WPSDGENRPR0003 | 0 | 10.04 | Electronic Zero Air Loss Condensate Drains for Compressed Air Systems | n/a
11.02 | Home Energy Check Up | 2018 | SCE17MI001 | 0 | PGE3PPRO108 |  | 10.05 | Glycol Pump Motor VFD | 2018
11.03 | Whole House Upgrade Program | 2018 | SCE13MI005 | 3 | PGECOPRO110 | 1 | 10.06 | Process Fan VSD | 2018
11.04 | 3P Synergy Water Measures Mobile Home | 2018 |  |  | SCE17PR008 | 0 | 10.06 | Process Fan VSD | 2018
11.05 | Water Energy Nexus | 2018 |  |  | WPSDGENRPR0004 |  | 10.06 | Process Fan VSD | 2018
11.06 | DEER Measures | 2018 |  |  | PGECOPUM105 | 0 | 10.07 | Motor Upgrade | 2018
11.07 | Energy Star Manufactured Housing | n/a | WPSCREBS007 |  | SCE13PR008 | 1 | 10.07 | Motor Upgrade | 2018
11.08 | Low Income M&V Study | n/a |  |  | SCGWP100310A | Rev09 | 10.08 | Commercial Steam Traps | 2018
1.01 | Anti-Sweat Heater (ASH) Controls | 2017 | WPSDGENRRN0009 | 1.1 | WPSDGENRWH0010 | 2 | 10.08 | Commercial Steam Traps | 2018
1.02 | Anti-Sweat Heater Display Doors | 2017 |  |  | SCE13HC055 | 0 | 10.1 | Circulating Block Heater | 2018
1.03 | Evaporator Fan Motors | 2017 |  |  | WPSDGENRWH1100 | 0.1 | 10.11 | Boiler Cleaning | n/a
1.04 | Refrigerated Storage Auto Closer | 2017 | WPSDGENRRN0110 | 1 | PGECOALL107 | 0 | 11.01 | Home Energy Reports | 2018
1.05 | Walk-in Cooler Evaporative Fan Cycling and VFD Control | 2017 | WPSDGENRRN0011 | 2 | 17.8 |  | 11.02 | Home Energy Check Up | 2018
1.06 | Refrigeration Head Pressure Controls | 2017 |  |  | PGECOALL106 | 0 | 11.02 | Home Energy Check Up | 2018
1.07 | Refrigeration Night Covers | 2017 | WPSDGENRRN0005 | 0.1 | SCE17MI001 | 0 | 11.02 | Home Energy Check Up | 2018
1.08 | Bare Refrigeration Line Insulation | 2017 | WPSDGENRRN1000 | 0.1 | PGECOALL109 | 2.5 | 11.03 | Whole House Upgrade Program | 2018
1.09 | Add Doors to Walk-in Cooler | 2018 |  |  | SCE13MI005 | 3 | 11.03 | Whole House Upgrade Program | 2018
1.1 | Compressor Retrofit: Multiplex | 2018 |  |  | WPSDGEREMI0005 | 1 | 11.03 | Whole House Upgrade Program | 2018
1.11 | Display Case ECM Motor Retrofit | 2018 |  |  | WPSDGEREWH1208 | 0 | 11.04 | 3P Synergy Water Measures Mobile Home | 2018
1.12 | Efficient Condenser: Air-Cooled to Evap | 2018 |  |  | PGECOALL112 |  | 11.05 | Water Energy Nexus | 2018
1.13 | Efficient Condenser: Multiplex | 2018 |  |  | WPSDGENRMI0004 | 3 | 11.06 | DEER Measures | 2018
1.14 | Floating Head Pressure - Single Compressors | 2017 |  |  | PGEWPESMH0500 |  | 11.07 | Energy Star Manufactured Housing | n/a
1.15 | Low Temp Coffin to Reach-In | 2018 |  |  | WPSCREBS007 |  | 11.07 | Energy Star Manufactured Housing | n/a
1.16 | Medium Temp Open Case Retrofit | 2018 | D03-205, D03-206 |  | WPSDGEREMI0002 | 1 | 11.07 | Energy Star Manufactured Housing | n/a
1.17 | Display Cases with Doors | 2017 | WPSDGENRRN0015 | 2.1 | SCE17RN009 | 0 | 1.01 | Anti-Sweat Heater (ASH) Controls | 2017
1.18 | Add Med Temp Case Doors | 2017 |  |  | PGE3PREF123 |  | 1.05 | Walk-in Cooler Evaporative Fan Cycling and VFD Control | 2017
1.19 | Adaptive Refrigerator and Freezer Controls Comm | 2017 |  |  | PGE3PREF121 | R3 | 1.06 | Refrigeration Head Pressure Controls | 2017
1.2 | Strip curtain infiltration barrier for refrigerated space | n/a |  |  | SCE17RN003 | 0 | 1.08 | Bare Refrigeration Line Insulation | 2017
1.21 | Ultra Low Temperature Freezer | 2017 |  |  | SCE17RN028 | 0 | 1.17 | Display Cases with Doors | 2017
1.22 | Commercial Reach-In Refrigerators and Freezers | 2017 | WPSDGENRRN0010 | 2.1 | SWWH001 | Rev00 | 6.04 | Temperature-Initiated Shower Flow Restriction Valve with and without an Integrated Low-Flow Showerhead | 2018
2.01 | Commercial Convection Oven | 2017 | WPSDGENRCC0006 | 3 | PGECODHW101 | 7 | 6.07 | Boiler, Commercial | 2017
2.02 | Commercial Dishwashers | 2017 |  |  | PGECODHW122 | 2 | 6.15 | Tankless, Residential | 2017
2.03 | Commercial Combination Oven | 2017 | WPSDGENRCC0005 | 3.1 | WPSCGREWH120919A | Rev03 | 6.15 | Tankless, Residential | 2017
2.04 | Commercial Griddles | 2017 | WPSDGENRCC0016 | 1 | WPSCGODE091116 | Rev5 | 6.18 | Demand Control for Centralized Water Heater Recirculation Pump | 2017
2.05 | Commercial Steamers | 2017 | WPSDGENRCC0001 | 3.1 | WPSDGENRWH1202 | 2 | 6.21 | Hot Water Line Insulation Electric/Gas | 2017
2.06 | Commercial Ice Machines | 2017 | WPSDGENRCC0004 | 2.1 | WPSCGREAP111222A | 0 | 7.05 | Energy Star Clothes Washers | 2017
2.07 | Insulated Hot Food Holding Cabinets | 2017 | WPSDGENRCC0018 | 0 | PGECOREF111 | 5 | 7.18 | Vending and Beverage Merchandise Controller | 2017
2.08 | Commercial Conveyor Oven-Gas | 2017 | WPSDGENRCC0015 | 0
2.09 | Commercial Electric Deck Oven | 2017
2.1 | Commercial Hand Wrap Machines | 2017
2.11 | Gas & Electric Fryers | 2017 | WPSDGENRCC0014 | 3.1
2.12 | Exhaust Hood Demand Controlled Ventilation | 2017 | WPSDGENRCC0019 | 1
2.13 | Low-Flow Pre-Rinse Spray Valves Direct Install | 2017 | WPSDGENRWH0012 | R1
2.14 | Rack Oven | ??? | WPSDGENRCC0011 | 2.1
2.15 | Finned-Bottom Stock Pot (Foodservice) | n/a | WPSDGENRCC0021 | 0.1
2.16 | Commercial Pressure Fryer | n/a
2.17 | Commercial High Density Universal Holding Cabinets | 2017 | WPSDGENRCC0017 | 0
2.18 | Reach in RefFreezer | moved | WPSDGENRRN0010 | 2.1
3.01 | Agricultural Pump System Overhaul for Pumps Up To 25 HP | 2017 | WPSDGENRPR0002 | 0
3.02 | Agricultural Ventilation Fans | 2017
3.03 | Farm Sprinkler to Micro Irrigation Conversion | 2017 | WPSDGENRAG0001 | 1
3.04 | Low Pressure Sprinkler Nozzles | 2017 | WPSPGENRAG0002 | 1
3.05 | Variable Frequency Drive on Agricultural Well Pumps (<=300hp) | 2017
3.06 | Milk Cooling Scroll Compressor | 2018
3.07 | Vertical Hollow and Solid Shaft Pump Motors | 2018
3.08 | CHR Unit - Electric and Gas | n/a
3.09 | Milk Vacuum Pump VSD | n/a
3.1 | Milk Transfer Pump VSD | n/a
3.11 | Chilled Glycol Pipe Insulation | n/a
3.12 | Glycol tank Insulation | n/a
3.13 | Milk Pre Cooler | n/a
3.14 | Greenhouse - Heat Curtain
4.01 | CFL, Interior Fixture
4.02 | CFL, Exterior Fixture |  | WPSDGENRLG0006
4.03 | CFL, BiLevel Fixture |  | WPSDGENRLG0076
4.04 | CFL, Integral/Screw-in
4.05 | CFL, Integral/Screw-in, Multipack
4.06 | CFL, 3-Way
4.07 | CFL, Spiral
4.08 | CFL, Pin-Based
4.09 | CFL, Plug-In
4.1 | LF, 4' Replace Lamp |  | WPSDGENRLG0120
4.11 | LF, Dimming Ballast |  | WPSDGENRLG0025
4.12 | LF, Ballast Retrofit |  | WPSDGENRLG0013
4.13 | LF, Replacement Fixture |  | WPSDGENRLG0044
4.14 | LF, HP Fixture |  | WPSDGENRLG0026
4.15 | LF, Delamping Fixture |  | WPSDGENRLG0022
4.16 | LED, Interior Downlight |  | WPSDGENRLG0196
4.17 | LED, Exterior Wallpack
4.18 | LED, High/Low Bay |  | WPSDGENRLG0080
4.19 | LED, Troffer (2x4, 1x4, 2x2)
4.2 | LED, Street Light |  | WPSDGENRLG0181
4.21 | LED, Interior Common, Res |  | WPSDGENRLG0106
4.22 | LED, Landscape |  | WPSDGERELG1057
4.23 | LED, Exterior with Motion
4.24 | LED, Exterior, Res |  | WPSDGENRLG0030
4.25 | LED, Exterior, Pole
4.26 | LED, MR-16
4.27 | LED, PAR20, 30, 38,
4.28 | LED, Candelabra
4.29 | LED, Globe
4.3 | LED, A-Lamp
4.31 | LED, Recessed Downlight
4.32 | LED, R-BR
4.33 | LED, GU-24
4.34 | LED, Various Lamps
4.35 | LED, Exterior Lamps
4.36 | LED, Tube LED
4.37 | HID, Interior Fixture |  | WPSDGENRLG0002
4.38 | HID, Exterior Fixture |  | WPSDGENRLG0003
4.39 | HID, Interior Lamp |  | WPSDGENRLG0007
4.4 | Sensor, Residential Occ
4.41 | Sensor, Wall or Ceiling Occ |  | WPSDGENRLG0016
4.42 | Sensor, Integrated Fixture
4.43 | Sensor, Photocell |  | WPSDGENRLG0197
4.44 | Open Sign
4.45 | Menu Board
4.46 | Channel Letter Sign |  | WPSDGENRLG0021
4.47 | Refrig, Case Door |  | WPSDGENRLG0082
4.48 | Refrig, Walk-in
4.49 | Refrig, Reach-in |  | WPSDGENRLG0081
4.5 | Cold Cathode |  | WPSDGENRSH0001
4.51 | LED, Pool |  | WPSDGENRLG0028
4.52 | CFL, Ceiling Fan
4.53 | LED, Sports or Athletic Fields |  | WPSDGENRLG0198
5.01 | Economizer Controls | 2018 | WPSDGENRHC0028
5.02 | Economizer Repair | 2018 | WPSDGENRHC0027
5.03 | Space Heating Boilers | 2018 | WPSDGENRHC1061
5.04 | Tank Insulation | 2018
5.05 | Water-Cooled Chillers | 2018
5.06 | Demand Controlled Ventilation for Single Zone Packaged HVAC | 2018
5.07 | VFD Demand Control System Retrofit to Parking Structure Exhaust Fan | 2018
5.08 | Energy Upgrade California - Prescriptive Whole Home Upgrade | 2018
5.09 | Res DuctTestSeal | 2018
5.1 | Residential HVAC Quality Maintenance and Motor Retrofit | 2018 | WPSDGEREHC1065
5.11 | Quality Installation for Residential Split Systems | 2018 | WPSDGEREHC1064
5.12 | Comprehensive Commercial HVAC Rooftop Unit Quality Maintenance | 2018
5.13 | Efficient Fan Controller for Residential Air Conditioners | 2018 | WPSDGEREHC0024
5.14 | VFD Retrofit to Central Plant Systems | 2018
5.15 | Unoccupied Supply Fan Control | 2018
5.16 | Air Handler Variable Speed Motor | 2018
5.17 | Whole House Fan | 2018
5.18 | High Efficiency Furnaces 92 AFUE (1.08 HIR), 95 AFUE (1.05 HIR), 96 AFUE (1.04 HIR), and 97 AFUE (1.03 HIR) - Residential | 2018
5.19 | High Efficiency Furnaces-Com | 2018
5.2 | Gravity Wall Furnaces in Single-Family and Multi-Family Homes | 2018 | WPSDGEREHC1062
5.21 | Classroom HVAC Occupancy Sensor | 2018
5.22 | Variable Refrigerant Flow Commercial Heat Pumps & Heat Recovery Systems >65kBtu/h | 2018
5.23 | Water Cooled AC and Residential AC with an Evaporative Condenser | 2018
5.24 | Unitary Air-Cooled Commercial Air Conditioners and Heat Pumps >=65 kBtu/h | 2018
5.25 | Unitary Air Cooled Commercial Air Conditioning and Heat Pump Units Under 65 kBtuh | 2018 | WPSDGENRHC0023
5.26 | Unitary Water and Evaporatively Cooled Air Conditioners | 2018
5.27 | High Efficiency Package Terminal Air Conditioners & Heat Pumps 24kBtu/h (2 tons) and under | 2018 | WPSDGEREHC0029
5.28 | Ductless Air Conditioners under 24 kBtu/hr | 2017
5.29 | Air Filter Replacement | 2018 | WPSDGENRHC1030
5.3 | Refrigerant Charge | 2018
5.31 | Evaporator Coil Cleaning | 2018 | WPSDGENRHC1010
5.32 | Commercial Condenser Coil Cleaning | 2018 | WPSDGENRHC1020
5.33 | Residential Single Family and Multi-Family Condenser Coil Cleaning | 2018 | WPSDGERERN001
5.34 | Window Evaporative Coolers | 2018
5.35 | Direct Evaporative Coolers, Res | 2018
5.36 | Direct-Indirect Evaporative Coolers | 2018
5.37 | Energy Star Room Air Conditioners | 2018 | WPSDGEREHC1060
5.38 | Portable Room Air Conditioner | 2018
5.39 | Air-Cooled Packaged Chiller | 2018
5.4 | Upstream Residential HVAC | 2018
5.41 | Variable Speed Drive on HVAC Fan Control | 2018
5.42 | Brushless Fan Motor for Residential Central AC | 2018
5.43 | Multifamily Domestic Hot Water Temperature Reset Controller | 2018
5.44 | Guest Room PTAC/PTHP Adaptive Climate Controller | 2018 | WPSDGENRHC1051
5.45 | Guest Room PTAC/PTHP Energy Management System | 2018 | WPSDGENRHC1050
5.46 | Programmable Communicating Thermostat for Demand Response | 2018 | WPSDGENRHC0026
5.47 | Smart Thermostat | 2018
5.48 | VFD Retrofit to Central Plant Systems | 2018
5.49 | Enhanced Ventilation for Packaged HVAC Units with Gas Heating and Packaged Heat Pumps | 2018
5.5 | Cogged V-Belt Non-Residential HVAC Fans | 2018
5.51 | Water Source Heat Pumps | 2018
5.52 | Duct Leakage
5.53 | DEER Other
6.01 | Faucet Aerator and Low Flow Showerhead | 2017
6.02 | Faucet Aerators for Bathroom/Kitchen Sinks in Residential Buildings | 2017 | WPSDGEREWH1012 | 1
6.03 | Low-Flow Showerheads | 2017 | WPSDGEREWH1061A | 4
6.04 | Temperature-Initiated Shower Flow Restriction Valve with and without an Integrated Low-Flow Showerhead | 2018 | WPSDGEREWH1000 | 1
6.05 | Laminar Flow Restrictor | 2017
6.06 | Therm Savings Kit | 2018 | WPSDGEREWH1063 | 4
6.07 | Boiler, Commercial | 2017 | WPSDGENRWH1207 | 1
6.08 | Tankless, Commercial | 2017 | WPSDGENRWH1206 | 0
6.09 | Storage Water Heater, Commercial | 2017 | WPSDGENRWH1205 | 0
6.1 | Boiler, Process | 2017 | WPSDGENRPH0001 | 1
6.11 | Direct Contact Water Heater, Process | 2017 | WPSDGENRWH0013 | 0.1
6.12 | Boiler, Multi-Family | 2017
6.13 | Central Storage Water Heater, MF | 2017
6.14 | Storage Water Heater, Residential | 2017 | WPSDGEREWH0023 | 0
6.15 | Tankless, Residential | 2017
6.16 | Heat Pump Water Heater | 2017 | WPSDGEREWH0022 | 0
6.17 | Commercial Boiler Water Heating Control System | 2018
6.18 | Demand Control for Centralized Water Heater Recirculation Pump | 2017 | WPSDGENRWH1201 | 0
6.19 | Multifamily DHW RCx, Training, and Boiler Reset Controller | 2017 | WPSDGERECS0001
6.2 | MF Central Recirc System Pipewrap | 2018 | WPSDGEREWH1203 | 0
6.21 | Hot Water Line Insulation Electric/Gas | 2017 | WPSDGENRWH1200 WPSDGENRWH1202 | 0.1 2
6.22 | Tank Insulation | n/a | WPSDGENRWH0014 | 0
6.23 | Faucet Aerators for Bathroom/Kitchen Sinks, Commercial | n/a
6.24 | Low-Flow Showerheads, Commercial | n/a
6.25 | Recirculation Pump Time Clocks | 2017
7.01 | Energy Star Refrigerator | 2017 | WPSDGEREAP0001 | 0
7.02 | Smart/Connected Refrigerator | 2018
7.03 | Refrigerator and Freezer Recycling | 2018
7.04 | Energy Star Clothes Dryers | 2017
7.05 | Energy Star Clothes Washers | 2017 | WPSDGEREWH0011 | 2.2
7.06 | Cold Water Default Clothes Washer | N/A
7.07 | Non Res High Efficiency Clothes Washer in MF Properties | N/A
7.08 | Clothes Washer Recycling | N/A
7.09 | Ozone Laundry Nonresidential | 2017 | WPSDGENRWH0021 | 2.1
7.1 | Res Ozone Laundry | 2017
7.11 | Industrial CO2 Laundry | N/A
7.12 | Residential Energy Star Dishwasher | 2018
7.13 | Under Counter Type Commercial Dishwasher | 2018
7.14 | Retail Products Platform | 2017
7.15 | Power Management Software for Networked Computers | 2017 | WPSDGENROE0001 | 1
7.16 | Smart Power Strips | 2017 | WPSDGEREHE0003 | 0
7.17 | Tier 2 Advanced Power Strip | 2017 | WPSDGEREHE0004 | 1
7.18 | Vending and Beverage Merchandise Controller | 2017 | WPSDGENRCS0001 | 0.1
7.19 | Audio Equipment | N/A
7.2 | Blu-Ray and DVD Players | N/A
7.21 | Energy Efficient TV | N/A | WPSDGEREHE0001 | 4
7.22 | Set Top Boxes | N/A
7.23 | Non Res Energy Star UPS | N/A
7.24 | Recycling of Appliances Preventing Continued Use | N/A
7.25 | Data Analytics Platform | 2018
7.26 | Smart/Connected Washer | 2018
7.27 | Smart/Connected Whole Home Bundle | 2018
7.28 | In-Home Displays | 2018
7.29 | Load Monitor | 2018
7.3 | Smart/Connected Plugs | 2018
7.31 | Smart/Connected Tier 2 Power Strips | 2018
7.32 | SmartHub | 2018
7.33 | Home Energy Check Up | 2018
7.34 | Home Energy Reports | 2018
7.35 | Commercial Reach-In Refrigerators and Freezers | 2017
8.01 | Reflective Window Film | 2018 | WPSDGENRBS0001 | 1
8.02 | Tint Window Retrofit | 2018
8.03 | Weatherization | 2018
8.04 | Residential Reduced Building Leakage | 2018
8.05 | Radiant Barrier | n/a
8.06 | Residential Solar Attic Fan | n/a
8.07 | Residential Solar Screen | n/a
8.08 | Ceiling Insulation | n/a
8.09 | Cool Roof | n/a
8.1 | Floor Insulation | n/a
8.11 | Wall insulation | n/a
8.12 | Solar Screen | n/a
8.13 | Energy Efficient Windows | n/a
9.01 | Commercial Pool Cover | 2017 | WPSDGENRWH1204
9.02 | LED Pool and Spa Lighting | 2018 | WPSDGENRLG0028 | 0
9.03 | DC Circulation Pool Pump | 2018 | WPSDGENRMT0003 | 0
9.04 | Residential Variable Speed Spa and Wading Pool Pump | 2018
9.05 | Residential Variable Speed Swimming Pool Pump | 2018 | WPSDGEREWP0002 | 5
9.06 | Commercial Variable Speed Pool Pump Replacing Pump, <3HP | N/A | WPSDGENRMT0004 | 0
9.07 | Variable Speed Pool Motors | N/A
9.08 | Robotic Pool Cleaners for Residential Pools | N/A | WPSDGEREMT0002 | 0
9.09 | Commercial Pool and Spa Heater | 2018
9.1 | SF Pool Heater | N/A
9.11 | SF Spa Heater | N/A
10.01 | Industrial Blower Replacing Air Compressor | 2018
10.02 | Air Compressor VFD Retrofit | 2018 | WPSDGENRPR0001
10.03 | Cycling Air Dryers for Compressed Air Systems | n/a
10.04 | Electronic Zero Air Loss Condensate Drains for Compressed Air Systems | n/a | WPSDGENRPR0003 | 0
10.05 | Glycol Pump Motor VFD | 2018
10.06 | Process Fan VSD | 2018 | WPSDGENRPR0004
10.07 | Motor Upgrade | 2018
10.08 | Commercial Steam Traps | 2018 | WPSDGENRWH0010 | 2
10.09 | Venturi/GEM Steam Trap | n/a
10.1 | Circulating Block Heater | 2018
10.11 | Boiler Cleaning | n/a | WPSDGENRWH1100 | 0.1
11.01 | Home Energy Reports | 2018
11.02 | Home Energy Check Up | 2018
11.03 | Whole House Upgrade Program | 2018 | WPSDGEREMI0005 | 1
11.04 | 3P Synergy Water Measures Mobile Home | 2018 | WPSDGEREWH1208 | 0
11.05 | Water Energy Nexus | 2018
11.06 | DEER Measures | 2018 | WPSDGENRMI0004 | 3
11.07 | Energy Star Manufactured Housing | n/a | WPSDGEREMI0002 | 1
11.08 | Low Income M&V Study | n/a
1.01 | Anti-Sweat Heater (ASH) Controls | 2017
1.02 | Anti-Sweat Heater Display Doors | 2017
1.03 | Evaporator Fan Motors | 2017 | PGE3PREF123 | 1
1.04 | Refrigerated Storage Auto Closer | 2017 | SCE13RN024
1.05 | Walk-in Cooler Evaporative Fan Cycling and VFD Control | 2017 | PGE3PREF126 PGE3PREF123
1.06 | Refrigeration Head Pressure Controls | 2017 | SCE13RN023
1.07 | Refrigeration Night Covers | 2017
1.08 | Bare Refrigeration Line Insulation | 2017
1.09 | Add Doors to Walk-in Cooler | 2018
1.1 | Compressor Retrofit: Multiplex | 2018
1.11 | Display Case ECM Motor Retrofit | 2018
1.12 | Efficient Condenser: Air-Cooled to Evap | 2018
1.13 | Efficient Condenser: Multiplex | 2018
1.14 | Floating Head Pressure - Single Compressors | 2017
1.15 | Low Temp Coffin to Reach-In | 2018
1.16 | Medium Temp Open Case Retrofit | 2018
1.17 | Display Cases with Doors | 2017
1.18 | Add Med Temp Case Doors | 2017
1.19 | Adaptive Refrigerator and Freezer Controls Comm | 2017
1.2 | Strip curtain infiltration barrier for refrigerated space | n/a
1.21 | Ultra Low Temperature Freezer | 2017
1.22 | Commercial Reach-In Refrigerators and Freezers | 2017
2.01 | Commercial Convection Oven | 2017
2.02 | Commercial Dishwashers | 2017
2.03 | Commercial Combination Oven | 2017
2.04 | Commercial Griddles | 2017
2.05 | Commercial Steamers | 2017
2.06 | Commercial Ice Machines | 2017
2.07 | Insulated Hot Food Holding Cabinets | 2017
2.08 | Commercial Conveyor Oven-Gas | 2017 | PGECOFST117
2.09 | Commercial Electric Deck Oven | 2017
2.1 | Commercial Hand Wrap Machines | 2017
2.11 | Gas & Electric Fryers | 2017
2.12 | Exhaust Hood Demand Controlled Ventilation | 2017
2.13 | Low-Flow Pre-Rinse Spray Valves Direct Install | 2017 | WPSCGNRWH121113A | R2
2.14 | Rack Oven | ???
2.15 | Finned-Bottom Stock Pot (Foodservice) | n/a
2.16 | Commercial Pressure Fryer | n/a
2.17 | Commercial High Density Universal Holding Cabinets | 2017
2.18 | Reach in RefFreezer | moved
3.01 | Agricultural Pump System Overhaul for Pumps Up To 25 HP | 2017
3.02 | Agricultural Ventilation Fans | 2017
3.03 | Farm Sprinkler to Micro Irrigation Conversion | 2017
3.04 | Low Pressure Sprinkler Nozzles | 2017
3.05 | Variable Frequency Drive on Agricultural Well Pumps (<=300hp) | 2017
3.06 | Milk Cooling Scroll Compressor | 2018
3.07 | Vertical Hollow and Solid Shaft Pump Motors | 2018
3.08 | CHR Unit - Electric and Gas | n/a
3.09 | Milk Vacuum Pump VSD | n/a
3.1 | Milk Transfer Pump VSD | n/a
3.11 | Chilled Glycol Pipe Insulation | n/a
3.12 | Glycol tank Insulation | n/a
3.13 | Milk Pre Cooler | n/a
3.14 | Greenhouse - Heat Curtain
4.01 | CFL, Interior Fixture |  | SCE17LG085
4.02 | CFL, Exterior Fixture |  | SCE17LG007
4.03 | CFL, BiLevel Fixture |  | SCE17LG089
4.04 | CFL, Integral/Screw-in |  | SCE17LG017
4.05 | CFL, Integral/Screw-in, Multipack |  | PGECOLTG111
4.06 | CFL, 3-Way |  | SCE17LG072
4.07 | CFL, Spiral
4.08 | CFL, Pin-Based
4.09 | CFL, Plug-In
4.1 | LF, 4' Replace Lamp |  | SCE17LG092
4.11 | LF, Dimming Ballast
4.12 | LF, Ballast Retrofit
4.13 | LF, Replacement Fixture |  | SCE17LG087
4.14 | LF, HP Fixture |  | SCE17LG086
4.15 | LF, Delamping Fixture
4.16 | LED, Interior Downlight |  | SCE17LG103
4.17 | LED, Exterior Wallpack
4.18 | LED, High/Low Bay
4.19 | LED, Troffer (2x4, 1x4, 2x2)
4.2 | LED, Street Light |  | SCE17LG097
4.21 | LED, Interior Common, Res |  | SCE17LG115
4.22 | LED, Landscape |  | SCE17LG105
4.23 | LED, Exterior with Motion |  | SCE17LG114
4.24 | LED, Exterior, Res |  | SCE17LG119
4.25 | LED, Exterior, Pole
4.26 | LED, MR-16
4.27 | LED, PAR20, 30, 38,
4.28 | LED, Candelabra
4.29 | LED, Globe
4.3 | LED, A-Lamp
4.31 | LED, Recessed Downlight
4.32 | LED, R-BR
4.33 | LED, GU-24
4.34 | LED, Various Lamps
4.35 | LED, Exterior Lamps |  | SCE17LG109
4.36 | LED, Tube LED |  | SCE17LG117
4.37 | HID, Interior Fixture |  | WPSDGENRLG0005
4.38 | HID, Exterior Fixture
4.39 | HID, Interior Lamp
4.4 | Sensor, Residential Occ |  | SCE17LG020
4.41 | Sensor, Wall or Ceiling Occ
4.42 | Sensor, Integrated Fixture |  | SCE17LG076
4.43 | Sensor, Photocell
4.44 | Open Sign
4.45 | Menu Board
4.46 | Channel Letter Sign
4.47 | Refrig, Case Door |  | WPSDGENRLG0027
4.48 | Refrig, Walk-in
4.49 | Refrig, Reach-in |  | SCE17LG098
4.5 | Cold Cathode
4.51 | LED, Pool
4.52 | CFL, Ceiling Fan
4.53 | LED, Sports or Athletic Fields
5.01 | Economizer Controls | 2018
5.02 | Economizer Repair | 2018
5.03 | Space Heating Boilers | 2018 | WPSCGNRHC120206A
5.04 | Tank Insulation | 2018 | WPSCGREWH050101B
5.05 | Water-Cooled Chillers | 2018
5.06 | Demand Controlled Ventilation for Single Zone Packaged HVAC | 2018
5.07 | VFD Demand Control System Retrofit to Parking Structure Exhaust Fan | 2018
5.08 | Energy Upgrade California - Prescriptive Whole Home Upgrade | 2018
5.09 | Res DuctTestSeal | 2018
5.1 | Residential HVAC Quality Maintenance and Motor Retrofit | 2018
5.11 | Quality Installation for Residential Split Systems | 2018
5.12 | Comprehensive Commercial HVAC Rooftop Unit Quality Maintenance | 2018
5.13 | Efficient Fan Controller for Residential Air Conditioners | 2018
5.14 | VFD Retrofit to Central Plant Systems | 2018
5.15 | Unoccupied Supply Fan Control | 2018
5.16 | Air Handler Variable Speed Motor | 2018
5.17 | Whole House Fan | 2018
5.18 | High Efficiency Furnaces 92 AFUE (1.08 HIR), 95 AFUE (1.05 HIR), 96 AFUE (1.04 HIR), and 97 AFUE (1.03 HIR) - Residential | 2018 | WPSCGREHC130115A
5.19 | High Efficiency Furnaces-Com | 2018
5.2 | Gravity Wall Furnaces in Single-Family and Multi-Family Homes | 2018 | WPSCGREHC110603A
5.21 | Classroom HVAC Occupancy Sensor | 2018
5.22 | Variable Refrigerant Flow Commercial Heat Pumps & Heat Recovery Systems >65kBtu/h | 2018
5.23 | Water Cooled AC and Residential AC with an Evaporative Condenser | 2018
5.24 | Unitary Air-Cooled Commercial Air Conditioners and Heat Pumps >=65 kBtu/h | 2018
5.25 | Unitary Air Cooled Commercial Air Conditioning and Heat Pump Units Under 65 kBtuh | 2018
5.26 | Unitary Water and Evaporatively Cooled Air Conditioners | 2018
5.27 | High Efficiency Package Terminal Air Conditioners & Heat Pumps 24kBtu/h (2 tons) and under | 2018
5.28 | Ductless Air Conditioners under 24 kBtu/hr | 2017
5.29 | Air Filter Replacement | 2018
5.3 | Refrigerant Charge | 2018
5.31 | Evaporator Coil Cleaning | 2018
5.32 | Commercial Condenser Coil Cleaning | 2018
5.33 | Residential Single Family and Multi-Family Condenser Coil Cleaning | 2018
5.34 | Window Evaporative Coolers | 2018
5.35 | Direct Evaporative Coolers, Res | 2018
5.36 | Direct-Indirect Evaporative Coolers | 2018
5.37 | Energy Star Room Air Conditioners | 2018
5.38 | Portable Room Air Conditioner | 2018
5.39 | Air-Cooled Packaged Chiller | 2018
5.4 | Upstream Residential HVAC | 2018
5.41 | Variable Speed Drive on HVAC Fan Control | 2018
5.42 | Brushless Fan Motor for Residential Central AC | 2018
5.43 | Multifamily Domestic Hot Water Temperature Reset Controller | 2018 | SCGWP100315A
5.44 | Guest Room PTAC/PTHP Adaptive Climate Controller | 2018
5.45 | Guest Room PTAC/PTHP Energy Management System | 2018
5.46 | Programmable Communicating Thermostat for Demand Response | 2018
5.47 | Smart Thermostat | 2018 | WPSCGREHC160624A
5.48 | VFD Retrofit to Central Plant Systems | 2018
5.49 | Enhanced Ventilation for Packaged HVAC Units with Gas Heating and Packaged Heat Pumps | 2018
5.5 | Cogged V-Belt Non-Residential HVAC Fans | 2018
5.51 | Water Source Heat Pumps | 2018
5.52 | Duct Leakage
5.53 | DEER Other
6.01 | Faucet Aerator and Low Flow Showerhead | 2017
6.02 | Faucet Aerators for Bathroom/Kitchen Sinks in Residential Buildings | 2017 | WPSCGREWH120618A | Rev03
6.03 | Low-Flow Showerheads | 2017 | SCGWP100303A | Rev04
6.04 | Temperature-Initiated Shower Flow Restriction Valve with and without an Integrated Low-Flow Showerhead | 2018 | SCGWP100303B SWWH001 | Rev06 Rev00
6.05 | Laminar Flow Restrictor | 2017 | WPSCGNRWH150827A | Rev02
6.06 | Therm Savings Kit | 2018 | SCGWP100309A | Rev05
6.07 | Boiler, Commercial | 2017 | WPSCGNRWH120206C | Rev06
6.08 | Tankless, Commercial | 2017 | WPSCGNRWH120206B | Rev06
6.09 | Storage Water Heater, Commercial | 2017 | WPSCGNRWH120206A | 9
6.1 | Boiler, Process | 2017 | WPSCGNRPH120206A | Rev05
6.11 | Direct Contact Water Heater, Process | 2017 | WPSCGNRPH120206A | Rev05
6.12 | Boiler, Multi-Family | 2017 | WPSCGREWH131030A | Rev00
6.13 | Central Storage Water Heater, MF | 2017 | WPSCGREWH130613A | Rev00
6.14 | Storage Water Heater, Residential | 2017
6.15 | Tankless, Residential | 2017 | WPSCGREWH140122A WPSCGREWH120919A | Rev00 Rev03
6.16 | Heat Pump Water Heater | 2017
6.17 | Commercial Boiler Water Heating Control System | 2018
6.18 | Demand Control for Centralized Water Heater Recirculation Pump | 2017 | WPSCGREWH161128A WPSCGODE091116 | Rev00 Rev5
6.19 | Multifamily DHW RCx, Training, and Boiler Reset Controller | 2017 | SCGWP100315A | Rev01
6.2 | MF Central Recirc System Pipewrap | 2018 | SCGWP081020A
6.21 | Hot Water Line Insulation Electric/Gas | 2017 | SCGWP110812A | 4
6.22 | Tank Insulation | n/a | WPSCGNRMI050101A | 3
6.23 | Faucet Aerators for Bathroom/Kitchen Sinks, Commercial | n/a
6.24 | Low-Flow Showerheads, Commercial | n/a
6.25 | Recirculation Pump Time Clocks | 2017
7.01 | Energy Star Refrigerator | 2017
7.02 | Smart/Connected Refrigerator | 2018
7.03 | Refrigerator and Freezer Recycling | 2018
7.04 | Energy Star Clothes Dryers | 2017
7.05 | Energy Star Clothes Washers | 2017 | WPSCGREAP140211A WPSCGREAP111222A | 0
7.06 | Cold Water Default Clothes Washer | N/A | WPSCGREAP120531A | 2
7.07 | Non Res High Efficiency Clothes Washer in MF Properties | N/A
7.08 | Clothes Washer Recycling | N/A | WPSCGREAP150604A | 2
7.09 | Ozone Laundry Nonresidential | 2017 | PGECOAPP123
7.1 | Res Ozone Laundry | 2017
7.11 | Industrial CO2 Laundry | N/A
7.12 | Residential Energy Star Dishwasher | 2018
7.13 | Under Counter Type Commercial Dishwasher | 2018
7.14 | Retail Products Platform | 2017
7.15 | Power Management Software for Networked Computers | 2017
7.16 | Smart Power Strips | 2017
7.17 | Tier 2 Advanced Power Strip | 2017 | WPSDGENROE0002 | 0
7.18 | Vending and Beverage Merchandise Controller | 2017
7.19 | Audio Equipment | N/A
7.2 | Blu-Ray and DVD Players | N/A
7.21 | Energy Efficient TV | N/A
7.22 | Set Top Boxes | N/A
7.23 | Non Res Energy Star UPS | N/A
7.24 | Recycling of Appliances Preventing Continued Use | N/A
7.25 | Data Analytics Platform | 2018
7.26 | Smart/Connected Washer | 2018
7.27 | Smart/Connected Whole Home Bundle | 2018
7.28 | In-Home Displays | 2018
7.29 | Load Monitor | 2018
7.3 | Smart/Connected Plugs | 2018
7.31 | Smart/Connected Tier 2 Power Strips | 2018
7.32 | SmartHub | 2018
7.33 | Home Energy Check Up | 2018
7.34 | Home Energy Reports | 2018
7.35 | Commercial Reach-In Refrigerators and Freezers | 2017
8.01 | Reflective Window Film | 2018
8.02 | Tint Window Retrofit | 2018
8.03 | Weatherization | 2018
8.04 | Residential Reduced Building Leakage | 2018
8.05 | Radiant Barrier | n/a
8.06 | Residential Solar Attic Fan | n/a
8.07 | Residential Solar Screen | n/a
8.08 | Ceiling Insulation | n/a
8.09 | Cool Roof | n/a
8.1 | Floor Insulation | n/a
8.11 | Wall insulation | n/a
8.12 | Solar Screen | n/a
8.13 | Energy Efficient Windows | n/a
9.01 | Commercial Pool Cover | 2017 | WPSCGNRWH150309A
9.02 | LED Pool and Spa Lighting | 2018
9.03 | DC Circulation Pool Pump | 2018
9.04 | Residential Variable Speed Spa and Wading Pool Pump | 2018
9.05 | Residential Variable Speed Swimming Pool Pump | 2018
9.06 | Commercial Variable Speed Pool Pump Replacing Pump, <3HP | N/A
9.07 | Variable Speed Pool Motors | N/A
9.08 | Robotic Pool Cleaners for Residential Pools | N/A
9.09 | Commercial Pool and Spa Heater | 2018
9.1 | SF Pool Heater | N/A
9.11 | SF Spa Heater | N/A
10.01 | Industrial Blower Replacing Air Compressor | 2018
10.02 | Air Compressor VFD Retrofit | 2018
10.03 | Cycling Air Dryers for Compressed Air Systems | n/a
10.04 | Electronic Zero Air Loss Condensate Drains for Compressed Air Systems | n/a
10.05 | Glycol Pump Motor VFD | 2018
10.06 | Process Fan VSD | 2018
10.07 | Motor Upgrade | 2018
10.08 | Commercial Steam Traps | 2018 | SCGWP100310A | Rev09
10.09 | Venturi/GEM Steam Trap | n/a
10.1 | Circulating Block Heater | 2018
10.11 | Boiler Cleaning | n/a
11.01 | Home Energy Reports | 2018
11.02 | Home Energy Check Up | 2018
11.03 | Whole House Upgrade Program | 2018
11.04 | 3P Synergy Water Measures Mobile Home | 2018
11.05 | Water Energy Nexus | 2018
11.06 | DEER Measures | 2018
11.07 | Energy Star Manufactured Housing | n/a
11.08 | Low Income M&V Study | n/a
1.01 | Anti-Sweat Heater (ASH) Controls | 2017 | POU | Rev
1.02 | Anti-Sweat Heater Display Doors | 2017 | 7.9
1.03 | Evaporator Fan Motors | 2017 | 7.2, 7.7
1.04 | Refrigerated Storage Auto Closer | 2017 | 7.3, 7.4
1.05 | Walk-in Cooler Evaporative Fan Cycling and VFD Control | 2017 | 7.8
1.06 | Refrigeration Head Pressure Controls | 2017 | 7.5
1.07 | Refrigeration Night Covers | 2017
1.08 | Bare Refrigeration Line Insulation | 2017
1.09 | Add Doors to Walk-in Cooler | 2018
1.1 | Compressor Retrofit: Multiplex | 2018
1.11 | Display Case ECM Motor Retrofit | 2018
1.12 | Efficient Condenser: Air-Cooled to Evap | 2018 | 7.4
1.13 | Efficient Condenser: Multiplex | 2018
1.14 | Floating Head Pressure - Single Compressors | 2017
1.15 | Low Temp Coffin to Reach-In | 2018
1.16 | Medium Temp Open Case Retrofit | 2018
1.17 | Display Cases with Doors | 2017
1.18 | Add Med Temp Case Doors | 2017
1.19 | Adaptive Refrigerator and Freezer Controls Comm | 2017
1.2 | Strip curtain infiltration barrier for refrigerated space | n/a
1.21 | Ultra Low Temperature Freezer | 2017 | 7.7
1.22 | Commercial Reach-In Refrigerators and Freezers | 2017
2.01 | Commercial Convection Oven | 2017 | 7.2
2.02 | Commercial Dishwashers | 2017 | 8.7
2.03 | Commercial Combination Oven | 2017 | 8.1
2.04 | Commercial Griddles | 2017 | 8.5
2.05 | Commercial Steamers | 2017 | 8.9
2.06 | Commercial Ice Machines | 2017 | 8.6
2.07 | Insulated Hot Food Holding Cabinets | 2017 | 7.1
2.08 | Commercial Conveyor Oven-Gas | 2017 | 8.4
2.09 | Commercial Electric Deck Oven | 2017
2.1 | Commercial Hand Wrap Machines | 2017
2.11 | Gas & Electric Fryers | 2017
2.12 | Exhaust Hood Demand Controlled Ventilation | 2017 | 8.8
2.13 | Low-Flow Pre-Rinse Spray Valves Direct Install | 2017 | 8.15
2.14 | Rack Oven | ???
2.15 | Finned-Bottom Stock Pot (Foodservice) | n/a
2.16 | Commercial Pressure Fryer | n/a
2.17 | Commercial High Density Universal Holding Cabinets | 2017
2.18 | Reach in RefFreezer | moved
3.01 | Agricultural Pump System Overhaul for Pumps Up To 25 HP | 2017
3.02 | Agricultural Ventilation Fans | 2017 | custom
3.03 | Farm Sprinkler to Micro Irrigation Conversion | 2017
3.04 | Low Pressure Sprinkler Nozzles | 2017
3.05 | Variable Frequency Drive on Agricultural Well Pumps (<=300hp) | 2017
3.06 | Milk Cooling Scroll Compressor | 2018 | 8.1 custom
3.07 | Vertical Hollow and Solid Shaft Pump Motors | 2018
3.08 | CHR Unit - Electric and Gas | n/a
3.09 | Milk Vacuum Pump VSD | n/a
3.1 | Milk Transfer Pump VSD | n/a
3.11 | Chilled Glycol Pipe Insulation | n/a
3.12 | Glycol tank Insulation | n/a
3.13 | Milk Pre Cooler | n/a
3.14 | Greenhouse - Heat Curtain
4.01 | CFL, Interior Fixture
4.02 | CFL, Exterior Fixture
4.03 | CFL, BiLevel Fixture
4.04 | CFL, Integral/Screw-in
4.05 | CFL, Integral/Screw-in, Multipack
4.06 | CFL, 3-Way
4.07 | CFL, Spiral
4.08 | CFL, Pin-Based
4.09 | CFL, Plug-In
4.1 | LF, 4' Replace Lamp
4.11 | LF, Dimming Ballast
4.12 | LF, Ballast Retrofit
4.13 | LF, Replacement Fixture
4.14 | LF, HP Fixture
4.15 | LF, Delamping Fixture
4.16 | LED, Interior Downlight
4.17 | LED, Exterior Wallpack
4.18 | LED, High/Low Bay
4.19 | LED, Troffer (2x4, 1x4, 2x2)
4.2 | LED, Street Light
4.21 | LED, Interior Common, Res
4.22 | LED, Landscape
4.23 | LED, Exterior with Motion
4.24 | LED, Exterior, Res
4.25 | LED, Exterior, Pole
4.26 | LED, MR-16
4.27 | LED, PAR20, 30, 38,
4.28 | LED, Candelabra
4.29 | LED, Globe
4.3 | LED, A-Lamp
4.31 | LED, Recessed Downlight
4.32 | LED, R-BR
4.33 | LED, GU-24
4.34 | LED, Various Lamps
4.35 | LED, Exterior Lamps
4.36 | LED, Tube LED
4.37 | HID, Interior Fixture
4.38 | HID, Exterior Fixture
4.39 | HID, Interior Lamp
4.4 | Sensor, Residential Occ
4.41 | Sensor, Wall or Ceiling Occ
4.42 | Sensor, Integrated Fixture
4.43 | Sensor, Photocell
4.44 | Open Sign
4.45 | Menu Board
4.46 | Channel Letter Sign
4.47 | Refrig, Case Door
4.48 | Refrig, Walk-in
4.49 | Refrig, Reach-in
4.5 | Cold Cathode
4.51 | LED, Pool
4.52 | CFL, Ceiling Fan
4.53 | LED, Sports or Athletic Fields
5.01 | Economizer Controls | 2018
5.02 | Economizer Repair | 2018 | SCE13HC046
5.03 | Space Heating Boilers | 2018
5.04 | Tank Insulation | 2018
5.05 | Water-Cooled Chillers | 2018
5.06 | Demand Controlled Ventilation for Single Zone Packaged HVAC | 2018
5.07 | VFD Demand Control System Retrofit to Parking Structure Exhaust Fan | 2018
5.08 | Energy Upgrade California - Prescriptive Whole Home Upgrade | 2018
5.09 | Res DuctTestSeal | 2018
5.1 | Residential HVAC Quality Maintenance and Motor Retrofit | 2018
5.11 | Quality Installation for Residential Split Systems | 2018
5.12 | Comprehensive Commercial HVAC Rooftop Unit Quality Maintenance | 2018
5.13 | Efficient Fan Controller for Residential Air Conditioners | 2018
5.14 | VFD Retrofit to Central Plant Systems | 2018 | WPSDGEREHC0025
5.15 | Unoccupied Supply Fan Control | 2018 | SCE17HC039
5.16 | Air Handler Variable Speed Motor | 2018
5.17 | Whole House Fan | 2018
5.18 | High Efficiency Furnaces 92 AFUE (1.08 HIR), 95 AFUE (1.05 HIR), 96 AFUE (1.04 HIR), and 97 AFUE (1.03 HIR) - Residential | 2018
5.19 | High Efficiency Furnaces-Com | 2018 | PGECOHVC147
5.2 | Gravity Wall Furnaces in Single-Family and Multi-Family Homes | 2018 | PGECOHVC148
5.21 | Classroom HVAC Occupancy Sensor | 2018
5.22 | Variable Refrigerant Flow Commercial Heat Pumps & Heat Recovery Systems >65kBtu/h | 2018 | SCE17HC060
5.23 | Water Cooled AC and Residential AC with an Evaporative Condenser | 2018
5.24 | Unitary Air-Cooled Commercial Air Conditioners and Heat Pumps >=65 kBtu/h | 2018
5.25 | Unitary Air Cooled Commercial Air Conditioning and Heat Pump Units Under 65 kBtuh | 2018 | SCE17HC035
5.26 | Unitary Water and Evaporatively Cooled Air Conditioners | 2018 | SCE17HC012
5.27 | High Efficiency Package Terminal Air Conditioners & Heat Pumps 24kBtu/h (2 tons) and under | 2018
5.28 | Ductless Air Conditioners under 24 kBtu/hr | 2017 | SCE17HC007
5.29 | Air Filter Replacement | 2018 | SCE13HC033
5.3 | Refrigerant Charge | 2018 | SCE17HC011
5.31 | Evaporator Coil Cleaning | 2018
5.32 | Commercial Condenser Coil Cleaning | 2018
5.33 | Residential Single Family and Multi-Family Condenser Coil Cleaning | 2018 | WPSDGENRHC1040
5.34 | Window Evaporative Coolers | 2018
5.35 | Direct Evaporative Coolers, Res | 2018 | SCE17HC026
5.36 | Direct-Indirect Evaporative Coolers | 2018 | SCE17HC013
5.37 | Energy Star Room Air Conditioners | 2018 | SCE17HC017
5.38 | Portable Room Air Conditioner | 2018 | SCE17HC001
5.39 | Air-Cooled Packaged Chiller | 2018
5.4 | Upstream Residential HVAC | 2018 | SCE17HC030
5.41 | Variable Speed Drive on HVAC Fan Control | 2018
5.42 | Brushless Fan Motor for Residential Central AC | 2018
5.43 | Multifamily Domestic Hot Water Temperature Reset Controller | 2018
5.44 | Guest Room PTAC/PTHP Adaptive Climate Controller | 2018
5.45 | Guest Room PTAC/PTHP Energy Management System | 2018
5.46 | Programmable Communicating Thermostat for Demand Response | 2018
5.47 | Smart Thermostat | 2018
5.48 | VFD Retrofit to Central Plant Systems | 2018 | SCE17HC054
5.49 | Enhanced Ventilation for Packaged HVAC Units with Gas Heating and Packaged Heat Pumps | 2018
5.5 | Cogged V-Belt Non-Residential HVAC Fans | 2018
5.51 | Water Source Heat Pumps | 2018
5.52 | Duct Leakage
5.53 | DEER Other
6.01 | Faucet Aerator and Low Flow Showerhead | 2017
6.02 | Faucet Aerators for Bathroom/Kitchen Sinks in Residential Buildings | 2017
6.03 | Low-Flow Showerheads | 2017 | 15.5
6.04 | Temperature-Initiated Shower Flow Restriction Valve with and without an Integrated Low-Flow Showerhead | 2018 | 15.4
6.05 | Laminar Flow Restrictor | 2017
6.06 | Therm Savings Kit | 2018
6.07 | Boiler, Commercial | 2017
6.08 | Tankless, Commercial | 2017
6.09 | Storage Water Heater, Commercial | 2017 | 14.3
6.1 | Boiler, Process | 2017 | 14.3
6.11 | Direct Contact Water Heater, Process | 2017
6.12 | Boiler, Multi-Family | 2017
6.13 | Central Storage Water Heater, MF | 2017
6.14 | Storage Water Heater, Residential | 2017
6.15 | Tankless, Residential | 2017 | 15.3
6.16 | Heat Pump Water Heater | 2017 | 15.3
6.17 | Commercial Boiler Water Heating Control System | 2018
6.18 | Demand Control for Centralized Water Heater Recirculation Pump | 2017
6.19 | Multifamily DHW RCx, Training, and Boiler Reset Controller | 2017
6.2 | MF Central Recirc System Pipewrap | 2018
6.21 | Hot Water Line Insulation Electric/Gas | 2017
6.22 | Tank Insulation | n/a | 14.2
6.23 | Faucet Aerators for Bathroom/Kitchen Sinks, Commercial | n/a | 14.1
6.24 | Low-Flow Showerheads, Commercial | n/a
6.25 | Recirculation Pump Time Clocks | 2017
7.01 | Energy Star Refrigerator | 2017
7.02 | Smart/Connected Refrigerator | 2018 | 11.1
7.03 | Refrigerator and Freezer Recycling | 2018
7.04 | Energy Star Clothes Dryers | 2017 | 11.2
7.05 | Energy Star Clothes Washers | 2017 | 11.8
7.06 | Cold Water Default Clothes Washer | N/A | 11.6 / 8.14
7.07 | Non Res High Efficiency Clothes Washer in MF Properties | N/A
7.08 | Clothes Washer Recycling | N/A
7.09 | Ozone Laundry Nonresidential | 2017
7.1 | Res Ozone Laundry | 2017 | 14.7
7.11 | Industrial CO2 Laundry | N/A
7.12 | Residential Energy Star Dishwasher | 2018
7.13 | Under Counter Type Commercial Dishwasher | 2018
7.14 | Retail Products Platform | 2017 | 8.12
7.15 | Power Management Software for Networked Computers | 2017
7.16 | Smart Power Strips | 2017
7.17 | Tier 2 Advanced Power Strip | 2017 | 13.1/8.13/8.14
7.18 | Vending and Beverage Merchandise Controller | 2017 | 17.7
7.19 | Audio Equipment | N/A | 8.2 / 8.3
7.2 | Blu-Ray and DVD Players | N/A
7.21 | Energy Efficient TV | N/A
7.22 | Set Top Boxes | N/A | 11.7
7.23 | Non Res Energy Star UPS | N/A
7.24 | Recycling of Appliances Preventing Continued Use | N/A | 8.12
7.25 | Data Analytics Platform | 2018
7.26 | Smart/Connected Washer | 2018
7.27 | Smart/Connected Whole Home Bundle | 2018
7.28 | In-Home Displays | 2018
7.29 | Load Monitor | 2018
7.3 | Smart/Connected Plugs | 2018
7.31 | Smart/Connected Tier 2 Power Strips | 2018
7.32 | SmartHub | 2018
7.33 | Home Energy Check Up | 2018
7.34 | Home Energy Reports | 2018
7.35 | Commercial Reach-In Refrigerators and Freezers | 2017 | 17.8
8.01 | Reflective Window Film | 2018 | 7.2
8.02 | Tint Window Retrofit | 2018 | 12.4
8.03 | Weatherization | 2018
8.04 | Residential Reduced Building Leakage | 2018
8.05 | Radiant Barrier | n/a | 12.6
8.06 | Residential Solar Attic Fan | n/a | 12.8
8.07 | Residential Solar Screen | n/a
8.08 | Ceiling Insulation | n/a
8.09 | Cool Roof | n/a | 12.1
8.1 | Floor Insulation | n/a
8.11 | Wall insulation | n/a
8.12 | Solar Screen | n/a | 12.2
8.13 | Energy Efficient Windows | n/a | 12.5
9.01 | Commercial Pool Cover | 2017 | 12.7
9.02 | LED Pool and Spa Lighting | 2018 | WPRSGNRWH0002
9.03 | DC Circulation Pool Pump | 2018 | SCE17LG071 | 0
9.04 | Residential Variable Speed Spa and Wading Pool Pump | 2018
9.05 | Residential Variable Speed Swimming Pool Pump | 2018 | SCE13WP009 | 2
9.06 | Commercial Variable Speed Pool Pump Replacing Pump, <3HP | N/A
9.07 | Variable Speed Pool Motors | N/A | SCE13WP008 | 0
9.08 | Robotic Pool Cleaners for Residential Pools | N/A
9.09 | Commercial Pool and Spa Heater | 2018
9.1 | SF Pool Heater | N/A
9.11 | SF Spa Heater | N/A
10.01 | Industrial Blower Replacing Air Compressor | 2018
10.02 | Air Compressor VFD Retrofit | 2018
10.03 | Cycling Air Dryers for Compressed Air Systems | n/a | SCE13PR005 | 3
10.04 | Electronic Zero Air Loss Condensate Drains for Compressed Air Systems | n/a
10.05 | Glycol Pump Motor VFD | 2018
10.06 | Process Fan VSD | 2018
10.07 | Motor Upgrade | 2018 | SCE13PR008 | 1
10.08 | Commercial Steam Traps | 2018
10.09 | Venturi/GEM Steam Trap | n/a
10.1 | Circulating Block Heater | 2018
10.11 | Boiler Cleaning | n/a
11.01 | Home Energy Reports | 2018
11.02 | Home Energy Check Up | 2018 | 17.8
11.03 | Whole House Upgrade Program | 2018
11.04 | 3P Synergy Water Measures Mobile Home | 2018
11.05 | Water Energy Nexus | 2018
11.06 | DEER Measures | 2018
11.07 | Energy Star Manufactured Housing | n/a
11.08 | Low Income M&V Study | n/a
1.01 | Anti-Sweat Heater (ASH) Controls | 2017
1.02 | Anti-Sweat Heater Display Doors | 2017
1.03 | Evaporator Fan Motors | 2017
1.04 | Refrigerated Storage Auto Closer | 2017
1.05 | Walk-in Cooler Evaporative Fan Cycling and VFD Control | 2017
1.06 | Refrigeration Head Pressure Controls | 2017
1.07 | Refrigeration Night Covers | 2017
1.08 | Bare Refrigeration Line Insulation | 2017
1.09 | Add Doors to Walk-in Cooler | 2018
1.1 | Compressor Retrofit: Multiplex | 2018
1.11 | Display Case ECM Motor Retrofit | 2018
1.12 | Efficient Condenser: Air-Cooled to Evap | 2018
1.13 | Efficient Condenser: Multiplex | 2018
1.14 | Floating Head Pressure - Single Compressors | 2017
1.15 | Low Temp Coffin to Reach-In | 2018
1.16 | Medium Temp Open Case Retrofit | 2018
1.17 | Display Cases with Doors | 2017
1.18 | Add Med Temp Case Doors | 2017
1.19 | Adaptive Refrigerator and Freezer Controls Comm | 2017
1.2 | Strip curtain infiltration barrier for refrigerated space | n/a
1.21 | Ultra Low Temperature Freezer | 2017
1.22 | Commercial Reach-In Refrigerators and Freezers | 2017
2.01 | Commercial Convection Oven | 2017
2.02 | Commercial Dishwashers | 2017
2.03 | Commercial Combination Oven | 2017
2.04 | Commercial Griddles | 2017
2.05 | Commercial Steamers | 2017
2.06 | Commercial Ice Machines | 2017
2.07 | Insulated Hot Food Holding Cabinets | 2017
2.08 | Commercial Conveyor Oven-Gas | 2017
2.09 | Commercial Electric Deck Oven | 2017
2.1 | Commercial Hand Wrap Machines | 2017
2.11 | Gas & Electric Fryers | 2017
2.12 | Exhaust Hood Demand Controlled Ventilation | 2017
2.13 | Low-Flow Pre-Rinse Spray Valves Direct Install | 2017
2.14 | Rack Oven | ???
2.15 | Finned-Bottom Stock Pot (Foodservice) | n/a
2.16 | Commercial Pressure Fryer | n/a
2.17 | Commercial High Density Universal Holding Cabinets | 2017
2.18 | Reach in RefFreezer | moved
3.01 | Agricultural Pump System Overhaul for Pumps Up To 25 HP | 2017
3.02 | Agricultural Ventilation Fans | 2017
3.03 | Farm Sprinkler to Micro Irrigation Conversion | 2017
3.04 | Low Pressure Sprinkler Nozzles | 2017
3.05 | Variable Frequency Drive on Agricultural Well Pumps (<=300hp) | 2017
3.06 | Milk Cooling Scroll Compressor | 2018
3.07 | Vertical Hollow and Solid Shaft Pump Motors | 2018
3.08 | CHR Unit - Electric and Gas | n/a
3.09 | Milk Vacuum Pump VSD | n/a
3.1 | Milk Transfer Pump VSD | n/a
3.11 | Chilled Glycol Pipe Insulation | n/a
3.12 | Glycol tank Insulation | n/a
3.13 | Milk Pre Cooler | n/a
3.14 | Greenhouse - Heat Curtain
4.01 | CFL, Interior Fixture
4.02 | CFL, Exterior Fixture
4.03 | CFL, BiLevel Fixture
4.04 | CFL, Integral/Screw-in
4.05 | CFL, Integral/Screw-in, Multipack
4.06 | CFL, 3-Way
4.07 | CFL, Spiral
4.08 | CFL, Pin-Based
4.09 | CFL, Plug-In
4.1 | LF, 4' Replace Lamp
4.11 | LF, Dimming Ballast
4.12 | LF, Ballast Retrofit
4.13 | LF, Replacement Fixture
4.14 | LF, HP Fixture
4.15 | LF, Delamping Fixture
4.16 | LED, Interior Downlight
4.17 | LED, Exterior Wallpack
4.18 | LED, High/Low Bay
4.19 | LED, Troffer (2x4, 1x4, 2x2)
4.2 | LED, Street Light
4.21 | LED, Interior Common, Res
4.22 | LED, Landscape
4.23 | LED, Exterior with Motion
4.24 | LED, Exterior, Res
4.25 | LED, Exterior, Pole
4.26 | LED, MR-16
4.27 | LED, PAR20, 30, 38,
4.28 | LED, Candelabra
4.29 | LED, Globe
4.3 | LED, A-Lamp
4.31 | LED, Recessed Downlight
4.32 | LED, R-BR
4.33 | LED, GU-24
4.34 | LED, Various Lamps
4.35 | LED, Exterior Lamps
4.36 | LED, Tube LED
4.37 | HID, Interior Fixture
4.38 | HID, Exterior Fixture
4.39 | HID, Interior Lamp
4.4 | Sensor, Residential Occ
4.41 | Sensor, Wall or Ceiling Occ
4.42 | Sensor, Integrated Fixture
4.43 | Sensor, Photocell
4.44 | Open Sign
4.45 | Menu Board
4.46 | Channel Letter Sign
4.47 | Refrig, Case Door
4.48 | Refrig, Walk-in
4.49 | Refrig, Reach-in
4.5 | Cold Cathode
4.51 | LED, Pool
4.52 | CFL, Ceiling Fan
4.53 | LED, Sports or Athletic Fields
5.01 | Economizer Controls | 2018
5.02 | Economizer Repair | 2018
5.03 | Space Heating Boilers | 2018
5.04 | Tank Insulation | 2018
5.05 | Water-Cooled Chillers | 2018
5.06 | Demand Controlled Ventilation for Single Zone Packaged HVAC | 2018
5.07 | VFD Demand Control System Retrofit to Parking Structure Exhaust Fan | 2018
5.08 | Energy Upgrade California - Prescriptive Whole Home Upgrade | 2018
5.09 | Res DuctTestSeal | 2018
5.1 | Residential HVAC Quality Maintenance and Motor Retrofit | 2018
5.11 | Quality Installation for Residential Split Systems | 2018
5.12 | Comprehensive Commercial HVAC Rooftop Unit Quality Maintenance | 2018
5.13 | Efficient Fan Controller for Residential Air Conditioners | 2018
5.14 | VFD Retrofit to Central Plant Systems | 2018
5.15 | Unoccupied Supply Fan Control | 2018
5.16 | Air Handler Variable Speed Motor | 2018
5.17 | Whole House Fan | 2018
5.18 | High Efficiency Furnaces 92 AFUE (1.08 HIR), 95 AFUE (1.05 HIR), 96 AFUE (1.04 HIR), and 97 AFUE (1.03 HIR) - Residential | 2018
5.19 | High Efficiency Furnaces-Com | 2018
5.2 | Gravity Wall Furnaces in Single-Family and Multi-Family Homes | 2018
5.21 | Classroom HVAC Occupancy Sensor | 2018
5.22 | Variable Refrigerant Flow Commercial Heat Pumps & Heat Recovery Systems >65kBtu/h | 2018
5.23 | Water Cooled AC and Residential AC with an Evaporative Condenser | 2018
5.24 | Unitary Air-Cooled Commercial Air Conditioners and Heat Pumps >=65 kBtu/h | 2018
5.25 | Unitary Air Cooled Commercial Air Conditioning and Heat Pump Units Under 65 kBtuh | 2018
5.26 | Unitary Water and Evaporatively Cooled Air Conditioners | 2018
5.27 | High Efficiency Package Terminal Air Conditioners & Heat Pumps 24kBtu/h (2 tons) and under | 2018
5.28 | Ductless Air Conditioners under 24 kBtu/hr | 2017
5.29 | Air Filter Replacement | 2018
5.3 | Refrigerant Charge | 2018
5.31 | Evaporator Coil Cleaning | 2018
5.32 | Commercial Condenser Coil Cleaning | 2018
5.33 | Residential Single Family and Multi-Family Condenser Coil Cleaning | 2018
5.34 | Window Evaporative Coolers | 2018
5.35 | Direct Evaporative Coolers, Res | 2018
5.36 | Direct-Indirect Evaporative Coolers | 2018
5.37 | Energy Star Room Air Conditioners | 2018
5.38 | Portable Room Air Conditioner | 2018
5.39 | Air-Cooled Packaged Chiller | 2018
5.4 | Upstream Residential HVAC | 2018
5.41 | Variable Speed Drive on HVAC Fan Control | 2018
5.42 | Brushless Fan Motor for Residential Central AC | 2018
5.43 | Multifamily Domestic Hot Water Temperature Reset Controller | 2018
5.44 | Guest Room PTAC/PTHP Adaptive Climate Controller | 2018
5.45 | Guest Room PTAC/PTHP Energy Management System | 2018
5.46 | Programmable Communicating Thermostat for Demand Response | 2018
5.47 | Smart Thermostat | 2018
5.48 | VFD Retrofit to Central Plant Systems | 2018
5.49 | Enhanced Ventilation for Packaged HVAC Units with Gas Heating and Packaged Heat Pumps | 2018
5.5 | Cogged V-Belt Non-Residential HVAC Fans | 2018
5.51 | Water Source Heat Pumps | 2018
5.52 | Duct Leakage
5.53 | DEER Other
6.01 | Faucet Aerator and Low Flow Showerhead | 2017
6.02 | Faucet Aerators for Bathroom/Kitchen Sinks in Residential Buildings | 2017
6.03 | Low-Flow Showerheads | 2017
6.04 | Temperature-Initiated Shower Flow Restriction Valve with and without an Integrated Low-Flow Showerhead | 2018
6.05 | Laminar Flow Restrictor | 2017
6.06 | Therm Savings Kit | 2018
6.07 | Boiler, Commercial | 2017
6.08 | Tankless, Commercial | 2017
6.09 | Storage Water Heater, Commercial | 2017
6.1 | Boiler, Process | 2017
6.11 | Direct Contact Water Heater, Process | 2017
6.12 | Boiler, Multi-Family | 2017
6.13 | Central Storage Water Heater, MF | 2017
6.14 | Storage Water Heater, Residential | 2017
6.15 | Tankless, Residential | 2017
6.16 | Heat Pump Water Heater | 2017
6.17 | Commercial Boiler Water Heating Control System | 2018
6.18 | Demand Control for Centralized Water Heater Recirculation Pump | 2017
6.19 | Multifamily DHW RCx, Training, and Boiler Reset Controller | 2017
6.2 | MF Central Recirc System Pipewrap | 2018
6.21 | Hot Water Line Insulation Electric/Gas | 2017
6.22 | Tank Insulation | n/a
6.23 | Faucet Aerators for Bathroom/Kitchen Sinks, Commercial | n/a
6.24 | Low-Flow Showerheads, Commercial | n/a
6.25 | Recirculation Pump Time Clocks | 2017
7.01 | Energy Star Refrigerator | 2017
7.02 | Smart/Connected Refrigerator | 2018
7.03 | Refrigerator and Freezer Recycling | 2018
7.04 | Energy Star Clothes Dryers | 2017
7.05 | Energy Star Clothes Washers | 2017
7.06 | Cold Water Default Clothes Washer | N/A
7.07 | Non Res High Efficiency Clothes Washer in MF Properties | N/A
7.08 | Clothes Washer Recycling | N/A
7.09 | Ozone Laundry Nonresidential | 2017
7.1 | Res Ozone Laundry | 2017
7.11 | Industrial CO2 Laundry | N/A
7.12 | Residential Energy Star Dishwasher | 2018
7.13 | Under Counter Type Commercial Dishwasher | 2018
7.14 | Retail Products Platform | 2017
7.15 | Power Management Software for Networked Computers | 2017
7.16 | Smart Power Strips | 2017
7.17 | Tier 2 Advanced Power Strip | 2017
7.18 | Vending and Beverage Merchandise Controller | 2017
7.19 | Audio Equipment | N/A
7.2 | Blu-Ray and DVD Players | N/A
7.21 | Energy Efficient TV | N/A
7.22 | Set Top Boxes | N/A
7.23 | Non Res Energy Star UPS | N/A
7.24 | Recycling of Appliances Preventing Continued Use | N/A
7.25 | Data Analytics Platform | 2018
7.26 | Smart/Connected Washer | 2018
7.27 | Smart/Connected Whole Home Bundle | 2018
7.28 | In-Home Displays | 2018
7.29 | Load Monitor | 2018
7.3 | Smart/Connected Plugs | 2018
7.31 | Smart/Connected Tier 2 Power Strips | 2018
7.32 | SmartHub | 2018
7.33 | Home Energy Check Up | 2018
7.34 | Home Energy Reports | 2018
7.35 | Commercial Reach-In Refrigerators and Freezers | 2017
8.01 | Reflective Window Film | 2018
8.02 | Tint Window Retrofit | 2018
8.03 | Weatherization | 2018
8.04 | Residential Reduced Building Leakage | 2018
8.05 | Radiant Barrier | n/a
8.06 | Residential Solar Attic Fan | n/a
8.07 | Residential Solar Screen | n/a
8.08 | Ceiling Insulation | n/a
8.09 | Cool Roof | n/a
8.1 | Floor Insulation | n/a
8.11 | Wall insulation | n/a
8.12 | Solar Screen | n/a
8.13 | Energy Efficient Windows | n/a
9.01 | Commercial Pool Cover | 2017
9.02 | LED Pool and Spa Lighting | 2018
9.03 | DC Circulation Pool Pump | 2018
9.04 | Residential Variable Speed Spa and Wading Pool Pump | 2018
9.05 | Residential Variable Speed Swimming Pool Pump | 2018
9.06 | Commercial Variable Speed Pool Pump Replacing Pump, <3HP | N/A
9.07 | Variable Speed Pool Motors | N/A
9.08 | Robotic Pool Cleaners for Residential Pools | N/A
9.09 | Commercial Pool and Spa Heater | 2018
9.1 | SF Pool Heater | N/A
9.11 | SF Spa Heater | N/A
10.01 | Industrial Blower Replacing Air Compressor | 2018
10.02 | Air Compressor VFD Retrofit | 2018
10.03 | Cycling Air Dryers for Compressed Air Systems | n/a
10.04 | Electronic Zero Air Loss Condensate Drains for Compressed Air Systems | n/a
10.05 | Glycol Pump Motor VFD | 2018
10.06 | Process Fan VSD | 2018
10.07 | Motor Upgrade | 2018
10.08 | Commercial Steam Traps | 2018
10.09 | Venturi/GEM Steam Trap | n/a
10.1 | Circulating Block Heater | 2018
10.11 | Boiler Cleaning | n/a
11.01 | Home Energy Reports | 2018
11.02 | Home Energy Check Up | 2018
11.03 | Whole House Upgrade Program | 2018
11.04 | 3P Synergy Water Measures Mobile Home | 2018
11.05 | Water Energy Nexus | 2018
11.06 | DEER Measures | 2018
11.07 | Energy Star Manufactured Housing | n/a
11.08 | Low Income M&V Study | n/a